## Table S2
Reference/wetland details | [18 empty] | WQ Monitoring | [27 empty] | Flow monitoring | [8 empty] | Loads/reduction efficiencies | [10 empty] | Wetland design | [27 empty] | Management/maintenance | [7 empty] | Legend
Sample ID | Ref ID No | Author(s) | Publication date | Wetland ID | Cell ID | Year of monitoring | Number of years monitored | Country/state | Lat | Long | Biogeographic location | Air temp oC | Rainfall mm/yr | Climate zone | Scale (full/pilot) | Age of wetland when monitoring was started (months) | Source of water (WwTW, Agriculture/Urban etc) | Water regime (intermittent/ continious etc) | Frequency of WQ sampling | Number of samples (n) | Duration of WQ sampling e.g. point sample, composite sample, continuous for 2 days etc | Period of WQ monitoring i.e. timeframe from first sample to last sample. | Is sampling of the inlet and outlet taken at the same time or is residence time being considered? | Is WQ in the river upstream and downstream of the wetland discharge point sampled? | TP conc at inlet - average (mg/l) | TP conc at outlet - average (mg/l) | TP conc retention (%) | Type of average | TP conc at inlet - min (mg/l) | TP conc at inlet - max (mg/l) | TP conc at inlet - std | TP conc at outlet - min (mg/l) | TP conc at outlet - max (mg/l) | TP conc at outlet - std | SRP conc at inlet - average (mg P/ l) | SRP conc at outlet - average (mg P/l) | SRP conc retention (%) | SRP conc at inlet - min (mg P/l) | SRP conc at inlet - max (mg P/l) | SRP conc at inlet - std | SRP conc at outlet - std | Forms of Nitrogen monitored | Are other parameters e.g. metals, chemicals monitored | Has the TP concentration or load in the wetland sediments been monitored? | pH at inlet - average | pH at outlet - average | Frequency of flow sampling | Period of monitoring i.e. timeframe from first sample to last sample. | Flow monitoring method | Flow at inlet - average m3/yr | Variablity of inlet flow | Flow at outlet - average m3/yr | Variablity of outlet flow | Is sampling of the inlet and outlet taken at the same time or is residence time being considered? | Is flow in the river upstream and downstream of the wetland discharge point sampled? (Y/N) | TP loading rate at inlet (g/m2/yr) | TP loading rate at outlet (g/m2/yr) | TP load retention (g/m2/yr) | TP load % retention efficiency | k value m/yr | TP removal (kg/yr) | SRP load at inlet (g/m2/yr) | SRP load at outlet (g/m2/yr) | SRP load retention (g/m2/yr) | SRP load % retention efficiency | SRP removal (kg/yr) | Wetland area (m2) | Drainage catchment area (ha) | Wetland to catchment area ratio (%) | Max number of cell water passes through | Total number of cells in wetland | Average depth of cells (m) | Minimum depth of cells (m) | Maximum depth of cells (m) | Description of the cells (e.g. deep pools for sediment deposition, partially vegetated cell with open water, shallow fully vegetated cell etc) | Vegetation type 1 (dominant) | Vegetation type 2 | Average vegetation cover type 1 % | Average vegetation cover type 2 % | Hydraulic residence time (HRT) in hours | Hydraulic loading rate (HLR) m/yr | Length to width ratio | Mean water velocity within the wetland m/s | Is there preferential flow? Are cell inlets and outlets directly opposite or are they any baffels to stop preferential flow? | Type of lining | Sediment/soil type | TP load of the substrate from representive soil samples (mg/kg) or another unit measured, include and state units | Previous land use (e.g. arable, dairy, sheep grazing etc) | Does it flood? | Sediment redox potential (mV) | Any details on any models/methods used to size the wetland or determine the concentration discharged or load reduction it will achieve. | Fauna presence | Are any chemical used? If so what? | Any details of the water balance (preciptation, groundwater inputs, surface water from wider catchment, evapotranspiration, infiltration to ground etc) and how they vary temporaily? | Is there vegetation removal? If so timing/frequency and any details on the TP/TN load removal in the vegetation? | Is there any sediment removal? If so timing/frequency and any details on the TP/TN load removal in the sediment? | Sediment accumulation rates (cm/yr) | Is there any water level management? | Is there any flow management? | Description of any other management/maintenance (for example chemical dosing, use of filtration media or aeration)? | Are any other multiple benefits considered/calacuted e.g. biodiversity, microplastics, flow etc | Notes | Colour | Definition
39 | 7 | Greenway, M. (includes Greenway, M., Woolley, A., Ref ID No: 330) | 2005 | Cairns Channel 1 |  | 1994-1997 | 3 | Austrailia | [5 empty] | Aw | Pilot-scale | 7 | WwTW |  | Weekly |  |  | 1994-1997 |  | No | [17 empty] | Yes | Yes | No |  |  | Daily | 1994-1997 | V-notch weir | 3784 |  |  |  | Same | No | 73 | 42.34 | 30.66 | 42 |  | 8.67 |  |  | 26.64 |  | 7.67 | 352 | [6 empty] | 0.5 | Emergent, submerged and floating vegetation treatment cell | Emergent | Floating/Submerged |  |  | 384 | 10.95 | 13 | [12 empty] | Emergent, floating and submerged macrophytes were harvested after sampling in February 1997 |  |  |  |  | Oxidation ditch for pretreatment of ammonium |  | TP outflow loading rate was calculated as the difference between TP inflow and retention loading rates. TP load retention efficiency was calculated using (Retention / Inflow ) * 100 |  | Overall wetland data. Only color coded when paired with breakdown of wetland data.
40 | 7 | Greenway, M. (includes Greenway, M., Woolley, A., Ref ID No: 330) | 2005 | Cairns Channel 2 |  | 1994-1997 | 3 | Austrailia | [5 empty] | Aw | Pilot-scale | 7 | WwTW |  | Weekly |  |  | 1994-1997 |  | No | [17 empty] | Yes | Yes | No |  |  | Daily | 1994-1997 | V-notch weir | 6938 |  |  |  | Same | No | 120 | 67.8 | 52.2 | 43.5 |  | 15 |  |  | 43.44 |  | 11 | 352 | [6 empty] | 0.5 | Emergent, submerged and floating vegetation treatment cell | Emergent | Floating/Submerged |  |  | 240 | 18.25 | 13 | [12 empty] | Emergent, floating and submerged macrophytes were harvested after sampling in February 1997 |  |  |  |  | Oxidation ditch for pretreatment of ammonium |  | TP outflow loading rate was calculated as the difference between TP inflow and retention loading rates. TP load retention efficiency was calculated using (Retention / Inflow ) * 100 |  | Displays wetland cell breakdown. Only color coded when paired with overall wetland data.
41 | 7 | Greenway, M. (includes Greenway, M., Woolley, A., Ref ID No: 330) | 2005 | Cairns Channel 3 |  | 1994-1997 | 3 | Austrailia | [5 empty] | Aw | Pilot-scale | 7 | WwTW |  | Weekly |  |  | 1994-1997 |  | No | [17 empty] | Yes | Yes | No |  |  | Daily | 1994-1997 | V-notch weir | 17660 |  |  |  | Same | No | 120 | 84.23 | 35.77 | 29.81 |  | 30.7 |  |  | 27.38 |  | 23.33 | 975 | [6 empty] | 0.5 | Emergent, submerged and floating vegetation treatment cell | Emergent | Floating/Submerged |  |  | 240 | 18.25 | 4.33 | [17 empty] | Oxidation ditch for pretreatment of ammonium |  | TP outflow loading rate was calculated as the difference between TP inflow and retention loading rates. TP load retention efficiency was calculated using (Retention / Inflow ) * 100 |  | Calculated from parameters extracted from paper
200 | 22 | Uusheimo, S., Huotari, J., Tulonen, T., Aalto, S.L., Rissanen, A.J., Arvola, L. | 2018 | Lammi CW |  | 2015-2017 | 2 | Finland | 61.156 | 25.668 |  | 4-5 |  | Dfc |  |  | WwTW |  | Biweekly |  |  | 2015-2017 |  | No | [17 empty] | Yes | Yes | No |  |  |  | 2015-2017 |  | 317915 | [5 empty] | 2.65 | 2.23 | 0.42 | 15.85 |  | 16.7 | 0.639 | 0.209 | 0.43 | 67.29 | 17.2 | 40000 |  |  |  |  | 1 |  |  | Emergent vegetated cell | Emergent |  | 10-15 |  | 960 | [21 empty] | TP and SRP outflow loading rates were calculated as the difference between their respective inflow and retention loading rates. TP and SRP load retention efficiencies were calculated using their respective values for (Retention / Inflow ) * 100
11 | 26 | Andersson, J.L., Bastviken, S.K., Tonderski, K.S. | 2005 | Magle CW |  | 1995-2001 | 7 | Sweden | [5 empty] | Dfb | Full-scale | 0-12 | WwTW |  | Weekly/Biweekly |  |  | 1995-2001 |  | No | 0.15 | 0.11 | 26.67 | [7 empty] | 0.11 | [6 empty] | Yes | Yes | No |  |  |  | 1995-2001 | [6 empty] | no | 3.3 | 2.3 | 1 | 30.3 | [7 empty] | 200000 |  |  | 2 | 5 | 0.5 |  |  | Submerged vegetation pool | Submerged |  |  |  | 168-192 | 20.8 | [13 empty] | yes, biannual harvesting | [6 empty] | TP concentration retention efficiency was calculated using their respective values for (In - Out / In) *100. TP load retention rate was calculated as the differentce between inflow and outflow loads. TP load retention efficiency was calculated using (Retention load/ Inflow load) * 100
12 | 26 | Andersson, J.L., Bastviken, S.K., Tonderski, K.S. | 2005 | Oxelösund CW |  | 1994-2001 | 8 | Sweden | [5 empty] | Dfb | Full-scale | 0-12 | WwTW |  | Weekly/Biweekly |  |  | 1994-2001 |  | No | 0.4 | 0.04 | 90 | [14 empty] | Yes | Yes | No |  |  |  | 1994-2001 | [6 empty] | no | 3 | 0.3 | 2.7 | 90 | [7 empty] | 230000 |  |  |  | 5 |  |  |  | Emergent and submerged vegetation pool | Emergent | Submerged |  |  | 192 | 7.67 | [20 empty] | TP concentration retention efficiency was calculated using their respective values for (In - Out / In) *100. TP load retention rate was calculated as the differentce between inflow and outflow loads. TP load retention efficiency was calculated using (Retention load/ Inflow load) * 100
13 | 26 | Andersson, J.L., Bastviken, S.K., Tonderski, K.S. | 2005 | Ekeby CW |  | 1999-2001 | 3 | Sweden | [5 empty] | Dfb | Full-scale | 0-12 | WwTW |  | Weekly/Biweekly |  |  | 1999-2001 |  | No | 0.23 | 0.1 | 56.52 | [7 empty] | 0.12 | [6 empty] | Yes | Yes | No |  |  |  | 1999-2001 | [6 empty] | no | 7.7 | 3.6 | 4.1 | 53.24 | [7 empty] | 280000 |  |  | 3 | 9 | 1 |  |  | Emergent and submerged vegetation pool | Emergent | Submerged |  |  | 144-168 | 56.6 | [17 empty] | yes |  |  | TP concentration retention efficiency was calculated using their respective values for (In - Out / In) *100. TP load retention rate was calculated as the differentce between inflow and outflow loads. TP load retention efficiency was calculated using (Retention load/ Inflow load) * 100
14 | 26 | Andersson, J.L., Bastviken, S.K., Tonderski, K.S. | 2005 | Alhagen CW |  | 1999-2001 | 3 | Sweden | [5 empty] | Dfb | Full-scale | 24-36 | WwTW |  | Weekly/Biweekly |  |  | 1999-2001 |  | No | 0.37 | 0.12 | 67.57 | [14 empty] | Yes | Yes | No |  |  |  | 1999-2001 | [6 empty] | no | 1.7 | 0.5 | 1.2 | 70.59 | [7 empty] | 280000 | [7 empty] | Emergent vegetation pool | Emergent |  |  |  | 336 | 6.21 | [20 empty] | TP concentration retention efficiency was calculated using their respective values for (In - Out / In) *100. TP load retention rate was calculated as the differentce between inflow and outflow loads. TP load retention efficiency was calculated using (Retention load/ Inflow load) * 100
89 | 29 | Kadlec, R.H., Cuvellier, C., Stober, T. | 2010 | Columbia CW |  | 1994-2008 | 14 | USA/Missouri | [8 empty] | WwTW |  | Daily/Biweekly/Monthly |  | composite and point | 1994-2008 |  | No |  |  |  | Mean | [13 empty] | Yes | Yes | No |  |  | Daily | 1994-2008 |  | 20803905 |  | 20050545 |  |  |  | 124 |  | 6.9 |  | 2.7 | [6 empty] | 370000/520000 |  |  |  | 18/23 |  |  |  | Shallow emergent vegetation cells | Emergent |  |  |  | 73.2 | 48.18 |  |  |  | Clay | [8 empty] | Evaoptranspiration increased due to the opening of a fourth water treatment wetland | [6 empty] | Recreational
1 | 33 | Abe, K., Komada, M., Ookuma, A. | 2008 | Koibuchi College CW |  | 2006-2007 | 1 | Japan | [8 empty] | WwTW |  | Weekly |  |  | 2006-2007 |  | No | 1.86 | 0.9 | 51.61 | [7 empty] | 1.31 | 0.35 | 73.3 |  |  |  |  | Yes | Yes | No |  |  |  | 2006-2007 | Flow meter | 9636 | [5 empty] | 36.5 | 18.2 | 18.3 | 50.14 | [7 empty] | 500 |  |  |  |  | 0.1 |  |  | Emergent vegetation pool | Emergent |  |  |  | 46 | 19.3 | 1.88 |  | Flow correction boards are installed |  | Hardpan |  | paddy field | [5 empty] | Wetland water leaching negligible due to high groundwater level | [7 empty] | TP and SRP concentration retention efficiencies were calculated using their respective values for (In - Out / In) *100. TP outflow loading rates were calculated as the difference between TP inflow and retention loading rates. TP load retention efficiency was calculated using (Retention load/ Inflow load) * 100
9 | 35 | Andersen, D.C., Sartoris, J.J., Thullen, J.S., Reusch, P.G. | 2003 | Hemet CW |  | 1996-1998 | 2 | USA/California | 33.8 | -117.017 |  |  | 256 |  |  |  | WwTW |  | Weekly |  | point | 1996-1998 |  | No | 2.5 | 2.7 | -8 | Mean |  |  | 1.6 |  |  | 0.7 | [7 empty] | Yes | No | No |  |  | Daily | 1996-1998 | Totalizer/Proppeller meter | 1862230 | [5 empty] | 45.63 |  |  | 4.6 | [7 empty] | 99000 | [5 empty] | 0.5 | 1.8 | Shallow marshes and deep pond | Emergent |  | 64-77 | [5 empty] | Longitudinal berm to control short-circuiting | [7 empty] | Yes | [8 empty] | Wildfowl habitat | TP concentration retention efficiency was calculated using (In - Out / In) *100.
10 | 35 | Andersen, D.C., Sartoris, J.J., Thullen, J.S., Reusch, P.G. | 2003 | Hemet CW |  | 1999-2002 | 3 | USA/California | 33.8 | -117.017 |  |  | 256 |  |  |  | WwTW |  | Weekly |  | point | 1999-2002 |  | No | 2.3 | 2.2 | 4.35 | Mean |  |  | 1 |  |  | 0.6 | [7 empty] | Yes | No | No |  |  | Daily | 1999-2002 | Totalizer/Proppeller meter | 2952485 | [5 empty] | 67.53 |  |  | 8.7 | [7 empty] | 99000 | [5 empty] | 0.5 | 1.8 | Hemi marsh with shallow and deep areas | Emergent |  | 34-41 | [5 empty] | Longitudinal berm to control short-circuiting | [7 empty] | Yes | [8 empty] | Wildfowl habitat | TP concentration retention efficiency was calculated using (In - Out / In) *100.
15 | 36 | Bass, K.L., Evans, R.O. | 2001 | Edenton CW |  | 1997-1999 | 3 | USA/North Carolina | [5 empty] | Cfa |  | 0 | Agriculture/Urban | Precipitation | Biweekly |  | point | 1997-1999 |  |  | 0.37 | 0.57 | -55 | Mean | [13 empty] | Yes | No | No |  |  | Continuous | 1997-1999 | Weir | [9 empty] | -50 | [7 empty] | 10000 | 240 | 0.42 | [5 empty] | Vegetated deep and shallow pools | Emergent | Floating | [8 empty] | Variable |  | Floodplain | [9 empty] | yes |  |  |  | Wetland to catchment area ratio was calculated as wetland area / catchment area *100
28 | 39 | Cook, M.J | 2002 | Middle Coastal Plain CW |  | 2000-2001 | 1 | USA/North Carolina | [8 empty] | Groundwater |  | Weekly |  | composite and point | 2000-2001 |  | No |  |  | 34 | [14 empty] | Yes | Yes | No |  |  |  | 2000-2001 | Weir | 3694 |  | 4989 |  |  | No |  |  |  | 27 | [7 empty] | 3500 | [7 empty] | Deep and shallow emergent vegetation areas | Emergent | [8 empty] | Clay |  |  |  |  | -151 to 3 |  |  |  | Evapotranspiration was greatest in the summer months, while rainfall was also generally highest during the summer. | Samples were harvested, however data provided was not in terms of TP/TN
37 | 40 | Fink, D.F | 2007 | Olentangy Created Oxbow Wetland |  | 2005-2006 | 1 | USA/Ohio | 40.021 | -83.017 | [6 empty] | Olentangy River |  | Daily |  | point | 2005-2006 |  | No | 0.17 | 0.139 | 18.3 | Mean | [6 empty] | 0.029 | 0.018 | 39.2 |  |  |  |  | Yes | Yes | No |  |  |  | 2005-2006 | Flow meter | [6 empty] | 3.96 | 1.09 | 2.87 | 13 |  |  | 0.14 | 0.06 | 0.07 | 57 |  | 3000 | [7 empty] | Emergent marsh and open water basin | Emergent |  |  |  | 288 | 20 | [10 empty] | yes
38 | 40 | Fink, D.F (includes Fink, D.F., Mitsch, W.J. Ref ID No: 66) | 2007 | Olentangy Created Oxbow Wetland |  | 2004-2005 | 1 | USA/Ohio | 40.021 | -83.017 | [6 empty] | Olentangy River |  | Daily |  | point | 2004-2005 |  | No | 0.192 | 0.145 | 24.5 | Mean | [6 empty] | 0.046 | 0.023 | 50.1 |  |  |  |  | Yes | Yes | No |  |  |  | 2004-2005 | Flow meter | [6 empty] | 6.1 | 1.62 | 4.48 | 73 |  |  | 0.48 | 0.43 | 0.05 | 10 |  | 3000 | [7 empty] | Emergent marsh and open water basin | Emergent |  |  |  | 144 | 27 | [10 empty] | yes
52 | 42 | Healy, M., Cawley, A.M. | 2002 | Williamstown CW First Reed Bed |  | 1998-1999 | 2 | Ireland | [5 empty] | Cfb |  | 0 | WwTW |  | Weekly |  | composite and point | 1998-1999 |  | No | 5.1 | 4.6 | 9.8 | Mean |  |  | 3 |  |  | 1.9 | 4.17 | 4.6 | -10.31 |  |  | 1.6 | 1.5 | Yes | Yes | Yes |  |  | Continuous | 1998-1999 | V-notch weir | [5 empty] | No | 372.9061 | 341.2816 | 31.6245 | 8.48 |  |  | 305.704 | 341.2816 | -35.5776 | -11.64 |  | 277 |  |  |  | 1 | 0.3 |  |  | Shallow emergent vegetation cell | Emergent |  |  |  | 36.24 | 73 | 2.8 |  |  | HDPE | Clay | 800 | [11 empty] | yes |  |  | TP and SRP, load and concentration retention efficiencies were calculated using their respective values for (In - Out / In) *100. TP and SRP retention rates were calculated as the difference between their respective values for inflow and outflow loading rates
53 | 42 | Healy, M., Cawley, A.M. | 2002 | Williamstown CW Retention Pond |  | 1998-1999 | 2 | Ireland | [5 empty] | Cfb |  | 0 | WwTW |  | Weekly |  | composite and point | 1998-1999 |  | No | 4.6 | 4.35 | 5.43 | Mean |  |  | 1.9 |  |  | 1.6 | 4.6 | 3.58 | 22.17 |  |  | 1.5 | 1.2 | Yes | Yes | Yes |  |  | Continuous | 1998-1999 | V-notch weir | [5 empty] | No | 315.1167 | 298.0833 | 17.0333 | 5.41 |  |  | 315.1167 | 248.2 | 66.9167 | 21.24 |  | 300 |  |  |  | 1 | 0.8 |  |  | Shallow floating vegetation cell | Floating |  |  |  | 104.64 | 68.26 | 4.8 |  |  | HDPE | Clay | 800 | [11 empty] | yes |  |  | TP and SRP, load and concentration retention efficiencies were calculated using their respective values for (In - Out / In) *100. TP and SRP retention rates were calculated as the difference between their respective values for inflow and outflow loading rates
54 | 42 | Healy, M., Cawley, A.M. | 2002 | Williamstown CW Second Reed Bed |  | 1998-1999 | 2 | Ireland | [5 empty] | Cfb |  | 0 | WwTW |  | Weekly |  | composite and point | 1998-1999 |  | No | 4.35 |  |  | Mean |  |  | 1.6 |  |  |  | 3.58 |  |  |  |  | 1.2 |  | Yes | Yes | Yes |  |  | Continuous | 1998-1999 | V-notch weir | [5 empty] | No | 199.6094 | 210.2009 | -10.5915 | -5.31 |  |  | 166.2054 | 146.6518 | 19.5536 | 11.76 |  | 448 |  |  |  | 1 | 0.3 |  |  | Shallow emergent vegetation cell | Emergent |  |  |  | 58.56 | 46.36 | 3.9-5.2 |  |  | HDPE | Clay | 700 | [11 empty] | yes |  |  | TP and SRP, load and concentration retention efficiencies were calculated using their respective values for (In - Out / In) *100. TP and SRP retention rates were calculated as the difference between their respective values for inflow and outflow loading rates
92 | 45 | Kim, H.C., Yoon, C.G., Son, Y.K., Rhee, H.P., Lee, S.B. | 2010 | Seok-moon Cell 1 |  | 2002-2005 | 3 | South Korea | [5 empty] | Dwa |  |  | Dangjin stream |  | Biweekly |  |  | 2002-2005 |  | No | 0.31 | 0.16 | 48.39 | Mean | [13 empty] | Yes | Yes | No |  |  |  | 2002-2005 | Level logger and rating curve | [5 empty] | no | 11.2 | 6.3 | 4.9 | 43.4 | [7 empty] | 8800 |  |  |  | 2 | 0.3-0.5 |  |  | Emergent vegetation cell | Emergent | 5-100 |  |  | 48-360 | [7 empty] | paddy field | [13 empty] | TP concentration retention efficiency was calculated using their respective values for (In - Out / In) *100. TP outflow loading rates were calculated as the difference between TP inflow and retention loading rates
93 | 45 | Kim, H.C., Yoon, C.G., Son, Y.K., Rhee, H.P., Lee, S.B. | 2010 | Seok-moon Cell 2 |  | 2002-2005 | 3 | South Korea | [5 empty] | Dwa |  |  | Dangjin stream |  | Biweekly |  |  | 2002-2005 |  | No | 0.39 | 0.18 | 53.85 | Mean | [13 empty] | Yes | Yes | No |  |  |  | 2002-2005 | Level logger and rating curve | [5 empty] | no | 10 | 5.6 | 4.4 | 44.5 | [7 empty] | 8800 |  |  |  | 2 | 0.3-0.5 |  |  | Emergent vegetation cell | Emergent | 5-100 |  |  | 48-360 | [7 empty] | paddy field | [13 empty] | TP concentration retention efficiency was calculated using their respective values for (In - Out / In) *100. TP outflow loading rates were calculated as the difference between TP inflow and retention loading rates
94 | 45 | Kim, H.C., Yoon, C.G., Son, Y.K., Rhee, H.P., Lee, S.B. | 2010 | Seok-moon Cell 3 |  | 2002-2005 | 3 | South Korea | [5 empty] | Dwa |  |  | Dangjin stream |  | Biweekly |  |  | 2002-2005 |  | No | 0.28 | 0.14 | 50 | Mean | [13 empty] | Yes | Yes | No |  |  |  | 2002-2005 | Level logger and rating curve | [5 empty] | no | 6.9 | 3.4 | 3.5 | 50.9 | [7 empty] | 8800 |  |  |  | 2 | 0.3-0.5 |  |  | Emergent vegetation cell | Emergent | 5-100 |  |  | 48-360 | [7 empty] | paddy field | [13 empty] | TP concentration retention efficiency was calculated using their respective values for (In - Out / In) *100. TP outflow loading rates were calculated as the difference between TP inflow and retention loading rates
95 | 45 | Kim, H.C., Yoon, C.G., Son, Y.K., Rhee, H.P., Lee, S.B. | 2010 | Seok-moon Cell 4 |  | 2002-2005 | 3 | South Korea | [5 empty] | Dwa |  |  | Dangjin stream |  | Biweekly |  |  | 2002-2005 |  | No | 0.37 | 0.21 | 43.24 | Mean | [13 empty] | Yes | Yes | No |  |  |  | 2002-2005 | Level logger and rating curve | [5 empty] | no | 7.9 | 4.1 | 3.8 | 48.2 | [7 empty] | 8800 |  |  |  | 2 | 0.3-0.5 |  |  | Emergent vegetation cell | Emergent | 5-100 |  |  | 48-360 | [7 empty] | paddy field | [13 empty] | TP concentration retention efficiency was calculated using their respective values for (In - Out / In) *100. TP outflow loading rates were calculated as the difference between TP inflow and retention loading rates
96 | 46 | Knight, R.L., Winchester, B.H., Higman, J.C. | 1985 | Lake Coral Pond 1 |  | 1983-1984 | 1 | USA/Florida | [5 empty] | Cfa |  |  | WwTW |  | Monthly |  |  | 1983-1984 |  | No | 6.17 | 6.4 | -3.77 | Mean | 3.82 | 16.8 | [11 empty] | Yes | Yes | No |  |  |  | 1983-1984 | V-notch weir/flow meters | 532535 |  | 459170 |  |  |  | 32.8574 | 29.3869 | 3.4705 | 10.56 | [7 empty] | 100000 |  |  |  | 1 | 0.64 |  |  | Vegetated pool | Emergent | Floating | [8 empty] | Sand/sandy clay | [5 empty] | yes |  | Water seepage occurs throughout the year | [7 empty] | TP inflow and outflow loading rates were calculated using their respective (TP concentration x flow rate)/wetland area. TP load retention rates were calculated as the difference between inflow and outflow loading rates. TP load and concentration retention efficiencies was calculated using their respective values for ((In/Out)/In)*100
97 | 46 | Knight, R.L., Winchester, B.H., Higman, J.C. | 1985 | Lake Coral Pond 2 |  | 1983-1984 | 1 | USA/Florida | [5 empty] | Cfa |  |  | WwTW |  | Monthly |  |  | 1983-1984 |  | No | 6.4 | 5.25 | 17.97 | Mean | 3.9 | 9.6 | [11 empty] | Yes | Yes | No |  |  |  | 1983-1984 | V-notch weir/flow meters | 459170 |  | 454425 |  |  |  | 26.7153 | 21.6885 | 5.0269 | 18.81 | [7 empty] | 110000 |  |  |  | 1 | 1.52 |  |  | Vegetated pool | Emergent | Floating | [8 empty] | Sand/sandy clay | [5 empty] | yes |  | Water seepage occurs throughout the year | [7 empty] | TP inflow and outflow loading rates were calculated using their respective (TP concentration x flow rate)/wetland area. TP load retention rates were calculated as the difference between inflow and outflow loading rates. TP load and concentration retention efficiencies was calculated using their respective values for ((In/Out)/In)*100
103 | 47 | Koskiaho, J., Puustinen, M., Kotamäki, N. | 2009 | Hovi CW |  | 2007-2008 | 1 | Finland | 60.417 | 24.367 |  |  |  | Dfc |  |  | Agriculture | Precipitation |  | 96 | composite and point | 2007-2008 | No | No | 0.81 |  |  | Flow weighted mean | [6 empty] | 0.087 | [6 empty] | Yes | Yes | No |  |  | Hourly | 2007-2008 | Flow sensor | [8 empty] | 4.5 | 67 |  |  |  |  | 0.43 | 60 |  | 6000 | 12 | 5 |  |  | 0.7 |  |  | Deep and shallow pools | Emergent |  |  |  | >36 |  |  |  | Baffles used to avoid short-circuiting |  | Clayey |  | Arable | [5 empty] | No outflow between May and October 2008 due to high evapotranspiration | [6 empty] | Improve biodiversity | Wetland to catchment area ratio was calculated as wetland area / catchment area *100
125 | 50 | Martín, M., Oliver, N., Hernández-Crespo, C., Gargallo, S., Regidor, M.C. | 2013 | Tancat de la Pipa FGCW |  | 2009-2011 | 2 | Spain | 39.364 | -0.341 |  | 10.4-25.2 | 534 | BSk |  |  | Albufera de València Lake |  | Biweekly |  | point | 2009-2011 |  | No | 0.361 | 0.143 | 60.39 | Mean |  |  | 0.159 |  |  |  | 0.101 | 0.02 | 80.2 |  |  |  |  | Yes | Yes | Yes | 7.84 | 7.5 |  | 2009-2011 | V-notch weir/flow meter | 315360-4099680 | [8 empty] | 65 | 101.6 | [6 empty] | 48956 | [8 empty] | Emergent |  |  |  |  | 7-47 | 2.08 |  |  | not lined | Silty clay/silty clay loam |  | Rice field | [5 empty] | Intense rainfall during spring and autumn | Vegetation was harvested during October and November 2009 as part of maintenance. Throughout the CW TP accumulated in plants repretented 19.2% of TP removal. |  |  | Yes | Yes |  |  | TP and SRP concentration retention efficiencies were calculated using their respective values for (In - Out / In) *100.
126 | 50 | Martín, M., Oliver, N., Hernández-Crespo, C., Gargallo, S., Regidor, M.C. | 2013 | Tancat de la Pipa FG1 |  | 2009-2011 | 2 | Spain | 39.364 | -0.341 |  | 10.4-25.2 | 534 | BSk |  |  | Albufera de València Lake |  | Biweekly |  | point | 2009-2011 |  | No |  |  |  | Mean | [13 empty] | Yes | Yes | Yes |  |  |  | 2009-2011 | V-notch weir/flow meter | 315360-4099680 | [8 empty] | 14 | [7 empty] | 13509 | [8 empty] | Emergent |  |  |  |  | 7-47 | 0.6 |  |  | not lined | Silty clay/silty clay loam |  | Rice field | [5 empty] | Intense rainfall during spring and autumn | Vegetation was harvested during October and November 2009 as part of maintenance. Samples were collected 6 times throughout the study period to calculate biomass-P |  |  | Yes | Yes
127 | 50 | Martín, M., Oliver, N., Hernández-Crespo, C., Gargallo, S., Regidor, M.C. | 2013 | Tancat de la Pipa FG2 |  | 2009-2011 | 2 | Spain | 39.364 | -0.341 |  | 10.4-25.2 | 534 | BSk |  |  | Albufera de València Lake |  | Biweekly |  | point | 2009-2011 |  | No |  |  |  | Mean | [13 empty] | Yes | Yes | Yes |  |  |  | 2009-2011 | Flow meter | [9 empty] | 33 | [7 empty] | 18240 | [8 empty] | Emergent | [5 empty] | 0.7 |  |  | not lined | Silty clay/silty clay loam |  | Rice field | [5 empty] | Intense rainfall during spring and autumn | Samples were collected 6 times throughout the study period to calculate biomass-P |  |  | Yes | Yes
128 | 50 | Martín, M., Oliver, N., Hernández-Crespo, C., Gargallo, S., Regidor, M.C. | 2013 | Tancat de la Pipa FG3 |  | 2009-2011 | 2 | Spain | 39.364 | -0.341 |  | 10.4-25.2 | 534 | BSk |  |  | Albufera de València Lake |  | Biweekly |  | point | 2009-2011 |  | No |  |  |  | Mean | [13 empty] | Yes | Yes | Yes |  |  |  | 2009-2011 | Flow meter | [9 empty] | 42 | [7 empty] | 17207 | [8 empty] | Emergent | [5 empty] | 0.8 |  |  | not lined | Silty clay/silty clay loam |  | Rice field | [5 empty] | Intense rainfall during spring and autumn | Samples were collected 6 times throughout the study period to calculate biomass-P |  |  | Yes | Yes
129 | 50 | Martín, M., Oliver, N., Hernández-Crespo, C., Gargallo, S., Regidor, M.C. | 2013 | Tancat de la Pipa FpCW |  | 2009-2011 | 2 | Spain | 39.364 | -0.341 |  | 10.4-25.2 | 534 | BSk |  |  | Albufera de València Lake |  | Biweekly |  | point | 2009-2011 |  | No | 0.361 | 0.205 | 43.21 | Mean |  |  | 0.159 |  |  |  | 0.101 | 0.018 | 82.19 |  |  |  |  | Yes | Yes | Yes | 7.84 | 7.53 |  | 2009-2011 | V-notch weir/flow meter | [9 empty] | 41 | 42.5 | [6 empty] | 14632 | [8 empty] | Emergent | [5 empty] | 7.03 |  |  | not lined | Silty clay/silty clay loam |  | Rice field | [5 empty] | Intense rainfall during spring and autumn | Vegetation was harvested during October and November 2009, and September 2010 as part of maintenance. Throughout the CW TP accumulated in plants repretented 19.2% of TP removal. |  |  | Yes | Yes |  |  | TP and SRP concentration retention efficiencies were calculated using their respective values for (In - Out / In) *100.
130 | 50 | Martín, M., Oliver, N., Hernández-Crespo, C., Gargallo, S., Regidor, M.C. | 2013 | Tancat de la Pipa Fp 1 |  | 2009-2011 | 2 | Spain | 39.364 | -0.341 |  | 10.4-25.2 | 534 | BSk |  |  | Albufera de València Lake |  | Biweekly |  | point | 2009-2011 |  | No |  |  |  | Mean | [13 empty] | Yes | Yes | Yes |  |  |  | 2009-2011 | V-notch weir/flow meter | [9 empty] | 23 | [7 empty] | 3575 | [8 empty] | Emergent | [5 empty] | 2.28 |  |  | not lined | Silty clay/silty clay loam |  | Rice field | [5 empty] | Intense rainfall during spring and autumn | Vegetation was harvested during October and November 2009 as part of maintenance. Samples were collected 6 times throughout the study period to calculate biomass-P |  |  | Yes | Yes
131 | 50 | Martín, M., Oliver, N., Hernández-Crespo, C., Gargallo, S., Regidor, M.C. | 2013 | Tancat de la Pipa Fp 2 |  | 2009-2011 | 2 | Spain | 39.364 | -0.341 |  | 10.4-25.2 | 534 | BSk |  |  | Albufera de València Lake |  | Biweekly |  | point | 2009-2011 |  | No |  |  |  | Mean | [13 empty] | Yes | Yes | Yes |  |  |  | 2009-2011 | Flow meter | [9 empty] | 28 | [7 empty] | 5155 | [8 empty] | Emergent | [5 empty] | 2.54 |  |  | not lined | Silty clay/silty clay loam |  | Rice field | [5 empty] | Intense rainfall during spring and autumn | Vegetation was harvested during September 2010 as part of maintenance. Samples were collected 6 times throughout the study period to calculate biomass-P |  |  | Yes | Yes
132 | 50 | Martín, M., Oliver, N., Hernández-Crespo, C., Gargallo, S., Regidor, M.C. | 2013 | Tancat de la Pipa Fp 3 |  | 2009-2011 | 2 | Spain | 39.364 | -0.341 |  | 10.4-25.2 | 534 | BSk |  |  | Albufera de València Lake |  | Biweekly |  | point | 2009-2011 |  | No |  |  |  | Mean | [13 empty] | Yes | Yes | Yes |  |  |  | 2009-2011 | Flow meter | [9 empty] | -1 | [7 empty] | 5902 | [8 empty] | Emergent | [5 empty] | 2.21 |  |  | not lined | Silty clay/silty clay loam |  | Rice field | [5 empty] | Intense rainfall during spring and autumn | Samples were collected 6 times throughout the study period to calculate biomass-P |  |  | Yes | Yes | Outflow gate closed in October 2010 due to declining water quality and flow diverted to FG3
133 | 50 | Martín, M., Oliver, N., Hernández-Crespo, C., Gargallo, S., Regidor, M.C. | 2013 | Tancat de la Pipa F4CW |  | 2009-2011 | 2 | Spain | 39.364 | -0.341 |  | 10.4-25.2 | 534 | BSk |  |  | Albufera de València Lake |  | Biweekly |  | point | 2009-2011 |  | No | 0.361 | 0.237 | 34.35 | Mean |  |  | 0.159 |  |  |  | 0.101 | 0.01 | 90.1 |  |  |  |  | Yes | Yes | Yes | 7.84 | 7.65 |  | 2009-2011 | Flow meter | [9 empty] | 38 | 42.3 | [6 empty] | 25596 | [8 empty] | Emergent | [5 empty] | 0.71 |  |  | not lined | Silty clay/silty clay loam |  | Rice field | [5 empty] | Intense rainfall during spring and autumn | Samples were collected 6 times throughout the study period to calculate biomass-P |  |  | Yes | Yes |  |  | TP and SRP concentration retention efficiencies were calculated using their respective values for (In - Out / In) *100.
159 | 51 | Moustafa, M.Z., Havens, K.E. | 2001 | ENRP high frequency sampling |  | 1994-1997 | 3 | USA/Florida | 26.633 | -80.417 |  |  |  | Aw |  |  | Agriculture | Precipitation driven | Weekly |  | composite | 1994-1997 |  | No | 0.10519 | 0.0224 | 78.71 | Flow weighted mean | 0.05713 | 0.19685 |  | 0.00802 | 0.04037 | [8 empty] | Yes | No | No |  |  | Daily | 1994-1997 | [6 empty] | No | 1.22 | 0.24 | 0.98 | 80.33 | [7 empty] | 15440000 |  |  |  | 5 |  |  |  | Shallow emergent vegetation cells | Emergent | [8 empty] | not lined | [16 empty] | TP and SRP concentration retention efficiencies were calculated using their respective values for (In - Out / In) *100. TP load retention rates were calculated as the difference between inflow and outflow loading rates
160 | 51 | Moustafa, M.Z., Havens, K.E. | 2001 | ENRP mid frequency sampling |  | 1994-1997 | 3 | USA/Florida | 26.633 | -80.417 |  |  |  | Aw |  |  | Agriculture | Precipitation driven | 3 times a month |  | composite | 1994-1997 |  | No | 0.10708 | 0.02184 | 79.6 | Flow weighted mean | 0.0567 | 0.20103 |  | 0.00802 | 0.03944 | [8 empty] | Yes | No | No |  |  | Daily | 1994-1997 | [6 empty] | No | 1.2 | 0.24 | 0.96 | 80 | [7 empty] | 15440000 |  |  |  | 5 |  |  |  | Shallow emergent vegetation cells | Emergent | [8 empty] | not lined | [16 empty] | TP and SRP concentration retention efficiencies were calculated using their respective values for (In - Out / In) *100. TP load retention rates were calculated as the difference between inflow and outflow loading rates
161 | 51 | Moustafa, M.Z., Havens, K.E. | 2001 | ENRP low frequency sampling |  | 1994-1997 | 3 | USA/Florida | 26.633 | -80.417 |  |  |  | Aw |  |  | Agriculture | Precipitation driven | Biweekly |  | composite | 1994-1997 |  | No | 0.10587 | 0.02183 | 79.38 | Flow weighted mean | 0.0567 | 0.20103 |  | 0.00802 | 0.04283 | [8 empty] | Yes | No | No |  |  | Daily | 1994-1997 | [6 empty] | No | 1.2 | 0.24 | 0.96 | 80 | [7 empty] | 15440000 |  |  |  | 5 |  |  |  | Shallow emergent vegetation cells | Emergent | [8 empty] | not lined | [16 empty] | TP and SRP concentration retention efficiencies were calculated using their respective values for (In - Out / In) *100. TP load retention rates were calculated as the difference between inflow and outflow loading rates
166 | 52 | Nungesser, M.K., Chimney, M.J. | 2001 | ENRP |  | 1995-1999 | 4 | USA/Florida | 26.633 | -80.417 |  |  |  | Aw |  | 9 | Agriculture/Urban | Precipitation driven | Daily |  |  | 1995-1999 |  | No |  | 0.022 |  | Flow weighted mean | 0.057 | 0.201 |  | 0.01 | 0.039 | [8 empty] | No | No | No |  |  | Daily | 1995-1999 |  | 218300000 |  | 218000000 |  |  | no |  |  | 0.848 | 77.1 |  | 13103 | [5 empty] | 15450000 |  |  |  | 5 | 0.56 |  |  | Shallow emergent vegetation cells | Emergent |  |  |  | 485 | 15.3 |  |  |  | not lined | [8 empty] | Water budget based on inflow/outflow volumes and changes in wetland storage capacity
167 | 52 | Nungesser, M.K., Chimney, M.J. | 2001 | ENRP Buffer |  | 1995-1999 | 4 | USA/Florida | 26.633 | -80.417 |  |  |  | Aw |  | 9 | Agriculture/Urban | Precipitation driven | Daily |  |  | 1995-1999 |  | No | [17 empty] | No | No | No |  |  | Daily | 1995-1999 |  | 176200000 |  | 157800000 |  |  | no |  |  | 8.54 | 28.9 |  | 4602 | [5 empty] | 540000 |  |  |  | 1 | 0.56 |  |  | Shallow emergent and floating vegetation cell | Emergent | Floating | 48.7-60.9 | 28.3-45.3 | 12 | 333 |  |  |  | not lined | [8 empty] | Water budget based on inflow/outflow volumes and changes in wetland storage capacity
168 | 52 | Nungesser, M.K., Chimney, M.J. | 2001 | ENRP Cell 1 |  | 1995-1999 | 4 | USA/Florida | 26.633 | -80.417 |  |  |  | Aw |  | 9 | Agriculture/Urban | Precipitation driven | Daily |  |  | 1995-1999 |  | No | [17 empty] | No | No | No |  |  | Daily | 1995-1999 |  | 78900000 |  | 70600000 |  |  | no |  |  | 0.358 | 43.1 |  | 1888 | [5 empty] | 5270000 |  |  |  | 1 | 0.54 |  |  | Shallow emergent and submerged vegetation cell | Emergent | Submerged | 44.3-65.3 | 34.8-46.4 | 362 | 14.6 |  |  |  | not lined | [8 empty] | Water budget based on inflow/outflow volumes and changes in wetland storage capacity
169 | 52 | Nungesser, M.K., Chimney, M.J. | 2001 | ENRP Cell 2 |  | 1995-1999 | 4 | USA/Florida | 26.633 | -80.417 |  |  |  | Aw |  | 9 | Agriculture/Urban | Precipitation driven | Daily |  |  | 1995-1999 |  | No | [17 empty] | No | No | No |  |  | Daily | 1995-1999 |  | 98500000 |  | 108700000 |  |  | no |  |  | 0.925 | 52.8 |  | 3824 | [5 empty] | 4130000 |  |  |  | 1 | 0.75 |  |  | Shallow emergent and submerged vegetation cell | Emergent | Submerged | 46.8-92 | 7.8-46.7 | 266 | 23 |  |  |  | not lined | [8 empty] | Water budget based on inflow/outflow volumes and changes in wetland storage capacity
170 | 52 | Nungesser, M.K., Chimney, M.J. | 2001 | ENRP Cell 3 |  | 1995-1999 | 4 | USA/Florida | 26.633 | -80.417 |  |  |  | Aw |  | 9 | Agriculture/Urban | Precipitation driven | Daily |  |  | 1995-1999 |  | No | [17 empty] | No | No | No |  |  | Daily | 1995-1999 |  | 76700000 |  | 70500000 |  |  | no |  |  | 0.215 | 30.4 |  | 870 | [5 empty] | 4040000 |  |  |  | 1 | 0.37 |  |  | Shallow emergent and submerged vegetation cell | Emergent | Submerged | 41.6-96.5 | 10.1-57.8 | 173 | 19 |  |  |  | not lined | [8 empty] | Water budget based on inflow/outflow volumes and changes in wetland storage capacity
171 | 52 | Nungesser, M.K., Chimney, M.J. | 2001 | ENRP Cell 4 |  | 1995-1999 | 4 | USA/Florida | 26.633 | -80.417 |  |  |  | Aw |  | 9 | Agriculture/Urban | Precipitation driven | Daily |  |  | 1995-1999 |  | No | [17 empty] | No | No | No |  |  | Daily | 1995-1999 |  | 87500000 |  | 86400000 |  |  | no |  |  | 1.04 | 47.5 |  | 1524 | [5 empty] | 1470000 |  |  |  | 1 | 0.64 |  |  | Shallow emergent and submerged vegetation cell | Submerged | Emergent | 93.3-99.9 | 0.1-10.3 | 108 | 56.9 |  |  |  | not lined | [8 empty] | Water budget based on inflow/outflow volumes and changes in wetland storage capacity
181 | 55 | Sajn Slak, A., Bulc, T.G., Vrhovsek, D. | 2005 | Ajdovscina CW |  | 2001 | 1 | Slovenia | [5 empty] | Cfa | Pilot-scale |  | WwTW |  | Daily |  |  | 2001 |  | No | [17 empty] | Yes | Yes | No | 6.9 | 7.3 |  | 2001 | [6 empty] | no |  |  |  | 31.3 | [5 empty] | 21.4 |  | 45 |  |  |  |  | 0.6 |  |  | Emergent vegetation pool | Emergent |  |  |  | 96 | 47.5 |  |  |  | Polyethylene and 200 mm soil layer | Soil:sand 6:1 | [12 empty] | yes
190 | 56 | Toet, S., Van Logtestijn, R.S.P., Kampf, R., Schreijer, M., Verhoeven, J.T.A. | 2005 | Texel CW 0.3 day HRT ditch |  | 1997-1998 | 1 | Netherlands | 53.083 | 4.783 |  |  |  | Cfb | Full-scale |  | WwTW |  | Biweekly |  | point | 1997-1998 |  | No | [17 empty] | Yes | Yes | Yes |  |  | Continuous | 1997-1998 | V-notch weir | 409000 |  | 408000 |  |  | No |  |  |  | -2.4 | [5 empty] | -4.5 | [7 empty] | 0.2 | 0.4 | Emergent and submergent vegetation ditch | Emergent | Submerged |  |  | 7.2 | [17 empty] | yes | yes
191 | 56 | Toet, S., Van Logtestijn, R.S.P., Kampf, R., Schreijer, M., Verhoeven, J.T.A. | 2005 | Texel CW 0.8 day HRT ditch |  | 1997-1998 | 1 | Netherlands | 53.083 | 4.783 |  |  |  | Cfb | Full-scale |  | WwTW |  | Biweekly |  | point | 1997-1998 |  | No | [17 empty] | Yes | Yes | Yes |  |  | Continuous | 1997-1998 | V-notch weir | 138000 |  | 138000 |  |  | No |  |  |  | -6.4 | [5 empty] | -10.1 | [7 empty] | 0.2 | 0.4 | Emergent and submergent vegetation ditch | Emergent | Submerged |  |  | 19.2 | [14 empty] | Samples were harvested for analysis. Process measurements determined harvests of emergent vegetations remove 0.69 and 1.09% of input TP in Phragmites and Typha ditches respectively. |  |  | yes | yes
192 | 56 | Toet, S., Van Logtestijn, R.S.P., Kampf, R., Schreijer, M., Verhoeven, J.T.A. | 2005 | Texel CW 2.3 day HRT ditch |  | 1997-1998 | 1 | Netherlands | 53.083 | 4.783 |  |  |  | Cfb | Full-scale |  | WwTW |  | Biweekly |  | point | 1997-1998 |  | No | [17 empty] | Yes | Yes | Yes |  |  | Continuous | 1997-1998 | V-notch weir | 46100 |  | 45500 |  |  | No |  |  |  | 6.1 | [5 empty] | 5.4 | [7 empty] | 0.2 | 0.4 | Emergent and submergent vegetation ditch | Emergent | Submerged |  |  | 55.2 | [17 empty] | yes | yes
193 | 56 | Toet, S., Van Logtestijn, R.S.P., Kampf, R., Schreijer, M., Verhoeven, J.T.A. | 2005 | Texel CW 9.3 day HRT ditch |  | 1997-1998 | 1 | Netherlands | 53.083 | 4.783 |  |  |  | Cfb | Full-scale |  | WwTW |  | Biweekly |  | point | 1997-1998 |  | No | [17 empty] | Yes | Yes | Yes |  |  | Continuous | 1997-1998 | Based on pump time | 10900 |  | 10300 |  |  | No |  |  |  | -0.7 | [5 empty] | 1.6 | [7 empty] | 0.2 | 0.4 | Emergent and submergent vegetation ditch | Emergent | Submerged |  |  | 223.2 | [13 empty] | During the growing season, evapotranspiration regularly approached 10% of the daily input to the ditch. | Samples were harvested for analysis. Process measurements determined harvests of emergent vegetations remove 5 and 9.5% of input TP in Phragmites and Typha ditches respectively. |  |  | yes | yes
194 | 57 | Toet, S., Van Logtestijn, R.S.P., Schreijer, M., Kampf, R., Verhoeven, J.T.A. | 2005 | Texel CW |  | 1996-1997 | 1 | Netherlands | 53.083 | 4.783 |  |  |  | Cfb | Full-scale |  | WwTW |  | Biweekly |  |  | 1996-1997 |  | No | [17 empty] | Yes | Yes | Yes |  |  | Daily | 1996-1997 | Flow meter | 1190000 |  | 11550000 |  |  | No | 70.8 | 65.7 | 5.1 | 7.2 |  |  | 59.8 | 53.1 | 6.7 | 11.2 |  | 13124 | [5 empty] | 0.2 |  | Presettlling basin, emergent and submergent vegetation ditches, and discharge ditch | Emergent | Submerged |  |  | 57.6 | 91.25 |  |  |  |  | Sandy silt | [7 empty] | Precipitation was highest during November, which also coincided with the highest inflow rates from the WwTW | Emergent samples were harvested on December 1996 for analysis. Process measurements determined harvests of emergent vegetations represents 6% of TP removal | [6 empty] | TP and SRP outflow loading rates were calculated as the difference between their respective inflow and retention loading rates. SRP load retention efficiency was calculated using (Retention / Inflow) * 100
195 | 58 | Tonderski, K.S., Arheimer, B., Pers, C.B. | 2005 | Genarp CW |  | 1997-2002 | 5 | Sweden | [5 empty] | Dfb |  | 0 | Agriculture | Precipitation driven | Every 2-5 days |  |  | 1997-2002 |  | No | 0.13 | 0.07 | 46.15 | Mean | [13 empty] | No | Yes | No |  |  | Continuous | 1997-2002 | [6 empty] | no |  |  | 2.83 | [8 empty] | 10000 | 300 | 0.3 |  |  |  |  | 1.5-3 |  | Submerged |  |  |  | 86 | 77 | [16 empty] | yes | yes |  |  | TP concentration retention efficiency was calculated using their respective values for (In - Out / In) *100. Wetland to catchment area ratio was calculated as wetland area / catchment area *100
196 | 58 | Tonderski, K.S., Arheimer, B., Pers, C.B. | 2005 | Slogstorp CW |  | 1997-2002 | 5 | Sweden | [5 empty] | Dfb |  | 0 | Agriculture | Precipitation driven | Every 2-5 days |  |  | 1997-2002 |  | No | 0.07 | 0.07 | 0 | Mean | [13 empty] | No | Yes | No |  |  | Continuous | 1997-2002 | [6 empty] | no |  |  | 4.91 | [8 empty] | 6500 | 880 | 0.07 |  |  |  |  | 1.5-3 |  | Submerged |  |  |  | 14 | 657 | [16 empty] | yes | yes |  |  | TP concentration retention efficiency was calculated using their respective values for (In - Out / In) *100. Wetland to catchment area ratio was calculated as wetland area / catchment area *100
197 | 58 | Tonderski, K.S., Arheimer, B., Pers, C.B. | 2005 | Råbytorp CW |  | 1992-2002 | 10 | Sweden | [5 empty] | Dfb |  | 0 | Agriculture | Precipitation driven | Every 2-5 days |  |  | 1992-2002 |  | No | 0.13 | 0.11 | 15.38 | Mean | [13 empty] | No | Yes | No |  |  | Continuous | 1992-2002 | [6 empty] | no |  |  | 1.68 | [8 empty] | 7500 | 380 | 0.2 |  |  |  |  | 1.5-3 |  | Emergent |  |  |  | 62 | 139 | [16 empty] | yes | yes |  |  | TP concentration retention efficiency was calculated using their respective values for (In - Out / In) *100. Wetland to catchment area ratio was calculated as wetland area / catchment area *100
2 | 60 | Abtew, W., Goforth, G., Germain, G. | 2004 | STA-1W |  | 1999-2003 | 4 | USA/Florida | 26.633 | -80.417 |  |  |  | Aw |  |  | Agriculture | Precipitation driven | Weekly |  |  | 1999-2003 |  |  | 0.146 | 0.045 | 69.19 | Flow weighted mean | 0.111 | 0.154 |  | 0.025 | 0.053 | [8 empty] | No | No | No |  |  |  | 1999-2003 |  | 116000000-730000000 |  | 112000000-735000000 |  |  |  | 0.63-4.16 |  | 0.48-2.72 | 71 | [11 empty] | 5 | 0.57 |  |  | Emergent and submergent treatment cells | Emergent | Submerged |  |  | 408 | 12.41 | [12 empty] | On average 34% of rainfall occurs in the dry season, and 66% during the wet season. | [7 empty] | TP concentration retention efficiency was calculated using their respective values for (In - Out / In) *100.
21 | 61 | Braskerud, B.C., Hartnik, T., Løvstad, Ø. | 2005 | Berg CW |  | 1998-2001 | 3 | Norway |  |  |  |  | 700 | Dfc |  | 84-96 | Agriculture | Precipitation driven | Daily |  | composite | 1998-2001 |  | No | 0.27 | [16 empty] | No | Yes | No |  |  | Daily | 1998-2001 | V-notch weir | [5 empty] | no | 225 | 182.6 | 42.4 | 18.84 | [7 empty] | 900 | 150 | 0.06 | 2 | 2 |  | 0.25 | 0.5 | Sedimentation pool and shallow emergent vegetation cell | Emergent |  |  |  | 4 | 840 |  |  |  |  | Silty clay loam |  |  |  | -200 to -500 | [11 empty] | TP load retention rate was calculated as the differentce between inflow and outflow loads. TP load retention efficiency was calculated using (Retention load/ Inflow load) * 100
22 | 62 | Chen, H., Ivanoff, D., Pietro, K. | 2015 | STA-1E |  | 2006-2011 | 6 | USA/Florida | 26.654 | -80.335 |  | 23.1458 | 1457 | Aw |  | 16 | Agricultural run off | Precipitation driven | Weekly |  | point | 2006-2011 | Same time | No | 0.181 |  |  | Flow weighted mean | [13 empty] | No | No | Yes |  |  | Daily | 2006-2011 | [5 empty] | Same |  |  |  | 9 | [8 empty] | 20830000 |  |  | 3 | 8 | 40 |  |  | Emergent and submerged vegetation cells | Submerged | Emergent | 53 | 39 |  | 6.278 |  |  |  | not lined | mostly sandy, low fertility | 160-600 | [5 empty] | no |  | no | no
23 | 62 | Chen, H., Ivanoff, D., Pietro, K. | 2015 | STA-1W |  | 1995-2011 | 17 | USA/Florida | 26.642 | -80.425 |  | 23.0333 | 1429 | Aw |  | 15 | Agricultural run off | Precipitation driven | Weekly |  | point | 1995-2011 | Same time | No | 0.172 |  |  | Flow weighted mean | [13 empty] | No | No | Yes |  |  | Daily | 1995-2011 | [5 empty] | Same |  |  |  | 1.3 |  | 14.3 | [6 empty] | 27010000 |  |  | 3 | 8 | 40 |  |  | Emergent and submerged vegetation cells | Submerged | Emergent | 57 | 30 |  | 11.2055 |  |  |  | not lined | Peat-Based | 160-600 | [5 empty] | no |  | no | no
24 | 62 | Chen, H., Ivanoff, D., Pietro, K. | 2015 | STA-2 |  | 2002-2011 | 10 | USA/Florida | 26.3973 | -80.5243 |  | 23.2583 | 1455 | Aw |  | 31 | Agricultural run off | Precipitation driven | Weekly |  | point | 2002-2011 | Same time | No | 0.104 | 0.023 | 77.88 | Flow weighted mean | [13 empty] | No | No | Yes |  |  | Daily | 2002-2011 | [5 empty] | Same |  |  |  | 0.96 | 76 | 18.5 | [6 empty] | 33370000 |  |  | 1 | 4 | 40 |  |  | Emergent and submerged vegetation cells | Emergent | Submerged | 60 | 39 |  | 12.045 |  |  |  | not lined | Peat based, loamy, or sandy | 160-600 | [5 empty] | no |  | no | no | [5 empty] | TP concentration retention efficiency was calculated using values for (In - Out / In) *100
25 | 62 | Chen, H., Ivanoff, D., Pietro, K. | 2015 | STA-3/4 |  | 2005-2011 | 6 | USA/Florida | 26.3663 | -80.6387 |  | 23.2042 | 1418 | Aw |  | 15 | Agricultural run off | Precipitation driven | Weekly |  | point | 2005-2011 | Same time | No | 0.115 | 0.017 | 85.22 | Flow weighted mean | [13 empty] | No | No | Yes |  |  | Daily | 2005-2011 | [5 empty] | Same |  |  |  | 0.97 | 84 | 19.2 | [6 empty] | 67000000 |  |  | 2 | 6 | 40 |  |  | Emergent and submerged vegetation cells | Emergent | Submerged | 51 | 33 |  | 10.074 |  |  |  | not lined | Thin, loamy or sandy | 160-600 | [5 empty] | no |  | no | no | [5 empty] | TP concentration retention efficiency was calculated using values for (In - Out / In) *100
26 | 62 | Chen, H., Ivanoff, D., Pietro, K. | 2015 | STA-5 |  | 2001-2011 | 11 | USA/Florida | 26.444 | -80.9037 |  | 22.9958 | 1330 | Aw |  | 15 | Agricultural run off | Precipitation driven | Weekly |  | point | 2001-2011 | Same time | No | 0.228 | 0.094 | 58.77 | Flow weighted mean | [13 empty] | No | No | Yes |  |  | Daily | 2001-2011 | [5 empty] | Same |  |  |  | 1.15 | 63 | 7.5 | [6 empty] | 24680000 |  |  | 2 | 6 | 40 |  |  | Emergent and submerged vegetation cells | Emergent | Submerged | 52 | 42 |  | 8.2855 |  |  |  | not lined | Peat based or sandy | 160-600 | [5 empty] | no |  | no | no | [5 empty] | TP concentration retention efficiency was calculated using values for (In - Out / In) *100
27 | 62 | Chen, H., Ivanoff, D., Pietro, K. | 2015 | STA-6 |  | 1999-2011 | 13 | USA/Florida | 26.3488 | -80.8869 |  | 23.0417 | 1352 | Aw |  | 15 | Agricultural run off | Precipitation driven | Weekly |  | point | 1999-2011 | Same time | No | 0.102 | 0.033 | 67.65 | Flow weighted mean | [13 empty] | No | No | Yes |  |  | Daily | 1999-2011 | [5 empty] | Same |  |  |  | 1.05 | 82 | 17.9 | [6 empty] | 9230000 |  |  | 1 | 3 | 40 |  |  | Emergent and submerged vegetation cells | Emergent | Submerged | 73 | 15 |  | 13.943 |  |  |  | not lined | Peat based or sandy | 160-600 | Natural wetland |  |  |  |  | no |  | no | no | [5 empty] | TP concentration retention efficiency was calculated using values for (In - Out / In) *100
31 | 65 | Dunne E.J.; Coveney M.F.; Marzolf E.R.; Hoge V.R.; Conrow R.; Naleway R.; Lowe E.F.; Battoe L.E. | 2012 | Lake Apopka MFW |  | 2004 | 1 | USA/Florida | [7 empty] | 2 | Lake Apopka |  | Weekly |  | point | 2004 | Same time | No | [17 empty] | No | Yes | No |  |  | Daily | 2004 | Weir | [8 empty] | 0.5 | [5 empty] | -0.8 |  |  | 2760000 |  |  | 2 | 4 | 0.52 |  |  | Shallow marsh with deep pools | Emergent |  |  |  | 72 | [5 empty] | Hitosol |  | Agriculture |  |  |  |  | An alum based chemical was applied to soils before wetland was operational
32 | 65 | Dunne E.J.; Coveney M.F.; Marzolf E.R.; Hoge V.R.; Conrow R.; Naleway R.; Lowe E.F.; Battoe L.E. | 2012 | Lake Apopka MFW |  | 2005 | 1 | USA/Florida | [7 empty] | 14 | Lake Apopka |  | Weekly |  | point | 2005 | Same time | No | [17 empty] | No | Yes | No |  |  | Daily | 2005 | Weir | [8 empty] | 0.4 | [5 empty] | -0.5 |  |  | 2760000 |  |  | 2 | 4 | 0.56 |  |  | Shallow marsh with deep pools | Emergent |  |  |  | 96 | [5 empty] | Hitosol |  | Agriculture |  |  |  |  | An alum based chemical was applied to soils before wetland was operational
33 | 65 | Dunne E.J.; Coveney M.F.; Marzolf E.R.; Hoge V.R.; Conrow R.; Naleway R.; Lowe E.F.; Battoe L.E. | 2012 | Lake Apopka MFW |  | 2006 | 1 | USA/Florida | [7 empty] | 26 | Lake Apopka |  | Weekly |  | point | 2006 | Same time | No | [17 empty] | No | Yes | No |  |  | Daily | 2006 | Weir | [8 empty] | 1.6 | [5 empty] | -0.1 |  |  | 2760000 |  |  | 2 | 4 | 0.57 |  |  | Shallow marsh with deep pools | Emergent |  | 65 |  | 72 | 47 |  |  |  |  | Hitosol |  | Agriculture |  |  |  |  | An alum based chemical was applied to soils before wetland was operational
47 | 67 | Gu, B., Dreschel, T. | 2008 | STA-1 North Test Cells Cattail |  | 2002-2004 | 3 | USA/Florida | 26.633 | -80.417 |  |  |  | Aw |  |  | Agriculture | Fixed | Weeky/Biweekly |  | point | 2002-2004 |  | No | 0.072 | 0.025 | 65.28 | Mean |  |  | 0.026 |  |  | 0.01 | 0.034 | 0.01 | 71 |  |  |  |  | Yes | Yes | No | 7.2 | 7.2 |  | 2002-2004 | Calibrated caps | 26791 |  |  |  |  | No | 0.96 | 0.33 | 0.63 | 64 | 10 | [6 empty] | 2000 |  |  |  |  | 0.3 |  |  | Emergent vegetation treatment cell | Emergent |  |  |  | 196.8 | 9.27 |  |  |  | lined | [13 empty] | Yes |  |  | TP concentration retention efficiency was calculated using their respective values for (In - Out / In) *100. TP outflow loading rate was calculated as the difference between TP inflow and retention loading rates.
48 | 67 | Gu, B., Dreschel, T. | 2008 | STA-1 North Test Cells SAV |  | 2002-2004 | 3 | USA/Florida | 26.633 | -80.417 |  |  |  | Aw |  |  | Agriculture | Fixed | Weeky/Biweekly |  | point | 2002-2004 |  | No | 0.072 | 0.03 | 58.33 | Mean |  |  | 0.026 |  |  | 0.014 | 0.034 | 0.007 | 79 |  |  |  |  | Yes | Yes | No | 7.2 | 7.6 |  | 2002-2004 | Calibrated caps | 26791 |  |  |  |  | No | 0.96 | 0.39 | 0.57 | 55 | 9 | [6 empty] | 2000 |  |  |  |  | 0.3 |  |  | Submerged vegetation treatment cell | Submerged |  |  |  | 196.8 | 9.27 |  |  |  | lined | [13 empty] | Yes |  |  | TP concentration retention efficiency was calculated using their respective values for (In - Out / In) *100. TP outflow loading rate was calculated as the difference between TP inflow and retention loading rates.
49 | 67 | Gu, B., Dreschel, T. | 2008 | STA-1 South Test Cells Cattail |  | 2002-2004 | 3 | USA/Florida | 26.633 | -80.417 |  |  |  | Aw |  |  | Agriculture | Fixed | Weeky/Biweekly |  | point | 2002-2004 |  | No | 0.043 | 0.024 | 44.19 | Mean |  |  | 0.017 |  |  | 0.008 | 0.022 | 0.01 | 57 |  |  |  |  | Yes | Yes | No | 7.8 | 7.2 |  | 2002-2004 | Calibrated caps | 26791 |  |  |  |  | No | 0.57 | 0.25 | 0.32 | 49 | 7 | [6 empty] | 2000 |  |  |  |  | 0.3 |  |  | Emergent vegetation treatment cell | Emergent |  |  |  | 196.8 | 9.27 |  |  |  | lined | [13 empty] | Yes |  |  | TP concentration retention efficiency was calculated using their respective values for (In - Out / In) *100. TP outflow loading rate was calculated as the difference between TP inflow and retention loading rates.
50 | 67 | Gu, B., Dreschel, T. | 2008 | STA-1 South Test Cells SAV |  | 2002-2004 | 3 | USA/Florida | 26.633 | -80.417 |  |  |  | Aw |  |  | Agriculture | Fixed | Weeky/Biweekly |  | point | 2002-2004 |  | No | 0.043 | 0.026 | 39.53 | Mean |  |  | 0.017 |  |  | 0.012 | 0.022 | 0.007 | 68 |  |  |  |  | Yes | Yes | No | 7.8 | 7.7 |  | 2002-2004 | Calibrated caps | 26791 |  |  |  |  | No | 0.57 | 0.28 | 0.29 | 33 | 5 | [6 empty] | 2000 |  |  |  |  | 0.3 |  |  | Submerged vegetation treatment cell | Submerged |  |  |  | 196.8 | 9.27 |  |  |  | lined | [13 empty] | Yes |  |  | TP concentration retention efficiency was calculated using their respective values for (In - Out / In) *100. TP outflow loading rate was calculated as the difference between TP inflow and retention loading rates.
51 | 67 | Gu, B., Dreschel, T. | 2008 | STA-1 South Test Cells PTSA |  | 2002-2004 | 3 | USA/Florida | 26.633 | -80.417 |  |  |  | Aw |  |  | Agriculture | Fixed | Weeky/Biweekly |  | point | 2002-2004 |  | No | 0.043 | 0.018 | 58.14 | Mean |  |  | 0.017 |  |  | 0.006 | 0.022 | 0.006 | 74 |  |  |  |  | Yes | Yes | No | 7.8 | 7.5 |  | 2002-2004 | Calibrated caps | 26791 |  |  |  |  | No | 0.57 | 0.2 | 0.37 | 59 | 4 | [6 empty] | 2000 |  |  |  |  | 0.3 |  |  | Periphyton vegetation treatment cell | Periphyton |  |  |  | 196.8 | 9.27 |  |  |  | lined | [13 empty] | Yes |  |  | TP concentration retention efficiency was calculated using their respective values for (In - Out / In) *100. TP outflow loading rate was calculated as the difference between TP inflow and retention loading rates.
43 | 68 | Gu, B | 2008 | STA-1 North Test Cell 1 |  | 2000-2001 | 1 | USA/Florida | 26.633 | -80.417 |  |  |  | Aw |  |  | Agriculture | Fixed | Weekly/Biweekly |  | point | 2000-2001 |  | No | 0.073 | 0.024 | 67.12 | Mean |  |  | 0.037 |  |  | 0.015 | 0.025 | 0.003 | 88 |  |  |  |  | No | Yes | No | 7.48 | 7.88 |  | 2000-2001 | Calibrated caps | [6 empty] | 5.09 | 1.18 | 3.91 | 76.82 | 43.59 | [6 empty] | 2000 | [7 empty] | Submerged vegetation treatment cell | Submerged |  |  |  |  | 59.7 |  |  |  | lined | Peat/sand | [11 empty] | yes | yes |  |  | TP concentration retention efficiency was calculated using values for (In - Out / In) *100. TP outflow loading rates were calculated as the difference between TP inflow and retention loading rates. TP retention efficiency was calculated using (retention load/inflow load)*100.
44 | 68 | Gu, B | 2008 | STA-1 North Test Cell 15 |  | 2000-2001 | 1 | USA/Florida | 26.633 | -80.417 |  |  |  | Aw |  |  | Agriculture | Fixed | Weekly/Biweekly |  | point | 2000-2001 |  | No | 0.074 | 0.02 | 72.97 | Mean |  |  | 0.038 |  |  | 0.006 | 0.024 | 0.001 | 95.3 |  |  |  |  | No | Yes | No | 7.42 | 7.73 |  | 2000-2001 | Calibrated caps | [6 empty] | 4.07 | 1.05 | 3.02 | 74.2 | 50.88 | [6 empty] | 2000 | [7 empty] | Submerged vegetation treatment cell | Submerged |  |  |  |  | 73.7 |  |  |  | lined | Peat/sand | [11 empty] | yes | yes |  |  | TP concentration retention efficiency was calculated using values for (In - Out / In) *100. TP outflow loading rates were calculated as the difference between TP inflow and retention loading rates. TP retention efficiency was calculated using (retention load/inflow load)*100.
45 | 68 | Gu, B | 2008 | STA-1 South Test Cell 4 |  | 2000-2001 | 1 | USA/Florida | 26.633 | -80.417 |  |  |  | Aw |  |  | Agriculture | Fixed | Weekly/Biweekly |  | point | 2000-2001 |  | No | 0.026 | 0.022 | 15.38 | Mean |  |  | 0.009 |  |  | 0.004 | 0.005 | 0.002 | 60 |  |  |  |  | No | Yes | No | 7.65 | 8.71 |  | 2000-2001 | Calibrated caps | [6 empty] | 0.53 | 0.45 | 0.08 | 15.09 | 3.7 | [6 empty] | 2000 | [7 empty] | Submerged vegetation treatment cell | Submerged |  |  |  |  | 20.4 |  |  |  | lined | Peat/sand | [11 empty] | yes | yes |  |  | TP concentration retention efficiency was calculated using values for (In - Out / In) *100. TP outflow loading rates were calculated as the difference between TP inflow and retention loading rates. TP retention efficiency was calculated using (retention load/inflow load)*100.
46 | 68 | Gu, B | 2008 | STA-1 South Test Cell 9 |  | 2000-2001 | 1 | USA/Florida | 26.633 | -80.417 |  |  |  | Aw |  |  | Agriculture | Fixed | Weekly/Biweekly |  | point | 2000-2001 |  | No | 0.026 | 0.017 | 34.62 | Mean |  |  | 0.009 |  |  | 0.004 | 0.006 | 0.002 | 66.67 |  |  |  |  | No | Yes | No | 7.62 | 8.37 |  | 2000-2001 | Calibrated caps | [6 empty] | 0.58 | 0.38 | 0.2 | 34.48 | 3.6 | [6 empty] | 2000 | [7 empty] | Submerged vegetation treatment cell | Submerged |  |  |  |  | 22.3 |  |  |  | lined | Peat/sand | [11 empty] | yes | yes |  |  | TP concentration retention efficiency was calculated using values for (In - Out / In) *100. TP outflow loading rates were calculated as the difference between TP inflow and retention loading rates. TP retention efficiency was calculated using (retention load/inflow load)*100.
78 | 69 | Juston, J., DeBusk, T.A. | 2006 | STA-1W west |  | 1997-1999 | 2 | USA/Florida | 26.642 | -80.425 |  |  |  | Aw |  |  | Agriculture | Precipitation driven | Weekly |  | composite | 1997-1999 |  |  | 0.073 | 0.015 | 79.45 | Flow weighted mean | [18 empty] | Daily | 1997-1999 | [7 empty] | 1 | 0.15 | 0.85 | 85 |  | 85 | [5 empty] | 5250000 |  |  |  | 2 |  |  |  | Emergent and submerged vegetation treatment cell | Emergent | Submerged |  |  |  | 13.51 |  |  |  | not lined |  |  | Agriculture | [13 empty] | TP concentration retention efficiency was calculated using their respective values for (In - Out / In) *100. TP retention rate was calculated using input loading rate x (retention efficiency/100). TP outflow loading rate was calculated as the difference between TP inflow and retention loading rates.
79 | 69 | Juston, J., DeBusk, T.A. | 2006 | STA-1W west |  | 1999-2004 | 5 | USA/Florida | 26.642 | -80.425 |  |  |  | Aw |  |  | Agriculture | Precipitation driven | Weekly |  | composite | 1999-2004 |  |  | 0.139 | 0.087 | 37.41 | Flow weighted mean | [18 empty] | Daily | 1999-2004 | [7 empty] | 2.5 | 0.9 | 1.6 | 64 |  | 64 | [5 empty] | 5250000 |  |  |  | 2 |  |  |  | Emergent and submerged vegetation treatment cell | Emergent | Submerged |  |  |  | 17.89 |  |  |  | not lined |  |  | Agriculture | [13 empty] | TP concentration retention efficiency was calculated using their respective values for (In - Out / In) *100. TP retention rate was calculated using input loading rate x (retention efficiency/100). TP outflow loading rate was calculated as the difference between TP inflow and retention loading rates.
80 | 69 | Juston, J., DeBusk, T.A. | 2006 | STA-1W east |  | 1997-2004 | 7 | USA/Florida | 26.642 | -80.425 |  |  |  | Aw |  |  | Agriculture | Precipitation driven | Weekly |  | composite | 1997-2004 |  |  | 0.133 | 0.054 | 59.4 | Flow weighted mean | [18 empty] | Daily | 1997-2004 | [7 empty] | 1.2 | 0.42 | 0.78 | 65 |  | 65 | [5 empty] | 10180000 |  |  |  | 2 |  |  |  | Emergent vegetation treatment cell | Emergent |  |  |  |  | 8.79 |  |  |  | not lined |  |  | Agriculture | [13 empty] | TP concentration retention efficiency was calculated using their respective values for (In - Out / In) *100. TP retention rate was calculated using input loading rate x (retention efficiency/100). TP outflow loading rate was calculated as the difference between TP inflow and retention loading rates.
81 | 69 | Juston, J., DeBusk, T.A. | 2006 | STA-1W north |  | 2002-2004 | 2 | USA/Florida | 26.642 | -80.425 |  |  |  | Aw |  |  | Agriculture | Precipitation driven | Biweekly |  | point | 2002-2004 |  |  | 0.165 | 0.077 | 53.34 | Flow weighted mean | [18 empty] | Daily | 2002-2004 | [7 empty] | 3.6 | 1.836 | 1.764 | 49 |  | 49 | [5 empty] | 11550000 |  |  |  | 2 |  |  |  | Emergent and submerged vegetation treatment cell | Emergent | Submerged |  |  |  | 21.9 |  |  |  | not lined |  |  | Agriculture | [13 empty] | TP concentration retention efficiency was calculated using their respective values for (In - Out / In) *100. TP retention rate was calculated using input loading rate x (retention efficiency/100). TP outflow loading rate was calculated as the difference between TP inflow and retention loading rates.
82 | 69 | Juston, J., DeBusk, T.A. | 2006 | STA-2 Cell 1 |  | 2002-2005 | 3 | USA/Florida | 26.3973 | -80.5243 |  |  |  | Aw |  |  | Agriculture | Precipitation driven | Biweekly |  | point | 2002-2005 |  |  | 0.074 | 0.012 | 83.78 | Flow weighted mean | [18 empty] | Daily | 2002-2005 | [7 empty] | 0.6 | 0.078 | 0.522 | 87 |  | 87 | [5 empty] | 8050000 |  |  |  | 1 |  |  |  | Emergent vegetation treatment cell | Emergent |  |  |  |  | 8.76 |  |  |  | not lined |  |  | Historic wetland | [13 empty] | TP concentration retention efficiency was calculated using their respective values for (In - Out / In) *100. TP retention rate was calculated using input loading rate x (retention efficiency/100). TP outflow loading rate was calculated as the difference between TP inflow and retention loading rates.
83 | 69 | Juston, J., DeBusk, T.A. | 2006 | STA-2 Cell 2 |  | 2002-2005 | 3 | USA/Florida | 26.3973 | -80.5243 |  |  |  | Aw |  |  | Agriculture | Precipitation driven | Biweekly |  | point | 2002-2005 |  |  | 0.09 | 0.028 | 68.89 | Flow weighted mean | [18 empty] | Daily | 2002-2005 | [7 empty] | 1.4 | 0.406 | 0.994 | 71 |  | 71 | [5 empty] | 8980000 |  |  |  | 1 |  |  |  | Emergent vegetation treatment cell | Emergent |  |  |  |  | 15.7 |  |  |  | not lined |  |  | Historic wetland | [13 empty] | TP concentration retention efficiency was calculated using their respective values for (In - Out / In) *100. TP retention rate was calculated using input loading rate x (retention efficiency/100). TP outflow loading rate was calculated as the difference between TP inflow and retention loading rates.
84 | 69 | Juston, J., DeBusk, T.A. | 2006 | STA-2 Cell 3 |  | 2002-2005 | 3 | USA/Florida | 26.3973 | -80.5243 |  |  |  | Aw |  |  | Agriculture | Precipitation driven | Biweekly |  | point | 2002-2005 |  |  | 0.082 | 0.015 | 81.71 | Flow weighted mean | [18 empty] | Daily | 2002-2005 | [7 empty] | 1.5 | 0.255 | 1.245 | 83 |  | 83 | [5 empty] | 8980000 |  |  |  | 1 |  |  |  | Submerged vegetation treatment cell | Submerged |  |  |  |  | 18.25 |  |  |  | not lined |  |  | Agriculture | [13 empty] | TP concentration retention efficiency was calculated using their respective values for (In - Out / In) *100. TP retention rate was calculated using input loading rate x (retention efficiency/100). TP outflow loading rate was calculated as the difference between TP inflow and retention loading rates.
85 | 69 | Juston, J., DeBusk, T.A. | 2006 | STA-5 Cell 1 |  | 2002-2005 | 3 | USA/Florida | 26.444 | -80.9037 |  |  |  | Aw |  |  | Agriculture | Precipitation driven | Weekly |  | composite | 2002-2005 |  |  | 0.177 | 0.091 | 48.59 | Flow weighted mean | [18 empty] | Daily | 2002-2005 | [7 empty] | 2.3 | 1.242 | 1.058 | 46 |  | 46 | [5 empty] | 8310000 |  |  |  | 2 |  |  |  | Emergent and submerged vegetation treatment cell | Emergent | Submerged |  |  |  | 12.78 |  |  |  | not lined |  |  | Agriculture | [13 empty] | TP concentration retention efficiency was calculated using their respective values for (In - Out / In) *100. TP retention rate was calculated using input loading rate x (retention efficiency/100). TP outflow loading rate was calculated as the difference between TP inflow and retention loading rates.
86 | 69 | Juston, J., DeBusk, T.A. | 2006 | STA-5 Cell 2 |  | 2002-2005 | 3 | USA/Florida | 26.444 | -80.9037 |  |  |  | Aw |  |  | Agriculture | Precipitation driven | Weekly |  | composite | 2002-2005 |  |  | 0.234 | 0.133 | 43.16 | Flow weighted mean | [18 empty] | Daily | 2002-2005 | [7 empty] | 2.1 | 0.945 | 1.155 | 55 |  | 55 | [5 empty] | 8310000 |  |  |  | 2 |  |  |  | Emergent vegetation treatment cell | Emergent |  |  |  |  | 8.76 |  |  |  | not lined |  |  | Agriculture | [13 empty] | TP concentration retention efficiency was calculated using their respective values for (In - Out / In) *100. TP retention rate was calculated using input loading rate x (retention efficiency/100). TP outflow loading rate was calculated as the difference between TP inflow and retention loading rates.
87 | 69 | Juston, J., DeBusk, T.A. | 2006 | STA-6 Cell 3 |  | 2001-2005 | 4 | USA/Florida | 26.3488 | -80.8869 |  |  |  | Aw |  |  | Agriculture | Precipitation driven | Weekly |  | composite | 2001-2005 |  |  | 0.069 | 0.018 | 73.91 | Flow weighted mean | [18 empty] | Daily | 2001-2005 | [7 empty] | 1.7 | 0.306 | 1.394 | 82 |  | 82 | [5 empty] | 990000 |  |  |  | 1 |  |  |  | Emergent vegetation treatment cell | Emergent |  |  |  |  | 24.82 |  |  |  | not lined |  |  | Historic wetland | [13 empty] | TP concentration retention efficiency was calculated using their respective values for (In - Out / In) *100. TP retention rate was calculated using input loading rate x (retention efficiency/100). TP outflow loading rate was calculated as the difference between TP inflow and retention loading rates.
88 | 69 | Juston, J., DeBusk, T.A. | 2006 | STA-6 Cell 5 |  | 2001-2005 | 4 | USA/Florida | 26.3488 | -80.8869 |  |  |  | Aw |  |  | Agriculture | Precipitation driven | Weekly |  | composite | 2001-2005 |  |  | 0.07 | 0.017 | 75.71 | Flow weighted mean | [18 empty] | Daily | 2001-2005 | [7 empty] | 0.8 | 0.144 | 0.656 | 82 |  | 82 | [5 empty] | 2530000 |  |  |  | 1 |  |  |  | Emergent vegetation treatment cell | Emergent |  |  |  |  | 11.32 |  |  |  | not lined |  |  | Historic wetland | [13 empty] | TP concentration retention efficiency was calculated using their respective values for (In - Out / In) *100. TP retention rate was calculated using input loading rate x (retention efficiency/100). TP outflow loading rate was calculated as the difference between TP inflow and retention loading rates.
90 | 70 | Kadlec, R.H., Pries, J., Lee, K. | 2012 | Brighton CW |  | 2000-2010 | 10 | Canada/Ontario |  |  |  | 7 |  | Dfb |  | 0 | WwTW |  | Weekly |  | point | 2000-2010 | Same time | No | 0.378 | 0.255 | 32.54 | Mean | [13 empty] | Yes | Yes | No | 7.74 | 7.63 | Daily | 2000-2010 | Weir | 1196470 |  | 778180 (first year) |  | Yes, until a relationship was determined, then only inflows were monitored | No | 7.29 | 5.03 | 2.26 | 33 | 9.2 | [6 empty] | 62000 |  |  | 1 | 2 |  |  | 1.3 | Deep zones and emergent vegetation terraces | Emergent |  |  |  | 225.6 | 19.35 | 1.67 |  | Cells graded for berms and divider levees |  | Clay soil |  | Agriculture |  |  |  | Yes | Alum in lagoon before the wetland | Consistent atmospheric inputs throughout the year |  |  |  | Yes | Yes |  | Biodiversity | TP concentration retention efficiency was calculated using their respective values for (In - Out / In) *100. TP inflow loading rate was calculated using (TP concentration x Inflow)/Wetland area. TP outflow loading rate was calculated as the difference between TP inflow and retention loading rates.
113 | 71 | Kovacic, D.A., Twait, R.M., Wallace, M.P., Bowling, J.M. | 2006 | Lake Bloomington Wetland 1 |  | 1999 |  | USA/Illinois |  |  |  |  | 957 |  |  |  | Agriculture | Precipitation driven | Flow proportional |  | composite | 1999 |  | No |  |  |  | Flow weighted mean | [13 empty] | Yes | Yes | No |  |  | Every 2/15 minutes | 1999 | V-notch weir | 8098 |  | 8065 |  |  | No |  |  |  | 79 |  |  |  | 0.01 |  | 86 |  | 1600 | 3.76 | 0.04 | [5 empty] | Deep zones and shallow areas | Emergent | [9 empty] | Silt loam |  | Agriculture | [5 empty] | 63-67% of all precipitation occurred during winter and spring.
114 | 71 | Kovacic, D.A., Twait, R.M., Wallace, M.P., Bowling, J.M. | 2006 | Lake Bloomington Wetland 2 |  | 1999 |  | USA/Illinois |  |  |  |  | 957 |  |  |  | Agriculture | Precipitation driven | Flow proportional |  | composite | 1999 |  | No |  |  |  | Flow weighted mean | [13 empty] | Yes | Yes | No |  |  | Every 2/15 minutes | 1999 | V-notch weir | 31852 |  | 20762 |  |  | No |  |  |  | 40 |  |  |  | 0.06 |  | 33 |  | 4000 | 12.3 | 0.03 | [5 empty] | Deep zones and shallow areas | Emergent | [9 empty] | Silt loam |  | Agriculture | [5 empty] | 63-67% of all precipitation occurred during winter and spring.
104 | 72 | Kovacic, D.A., David, M.B., Gentry, L.E., Starks, K.M., Cooke, R.A. | 2000 | Embarras Wetland A |  | 1994-1995 | 1 | USA/Illinois | 39.914 | -86.192 |  |  | 790 | Dfa |  |  | Agriculture/Urban | Precipitation | 4 times a day |  |  | 1994-1995 |  | No | [17 empty] | Yes | Yes | No |  |  | Every 15 minutes | 1994-1995 | V-notch weir | 30500 |  | 14100 |  |  | No | 0.9 | 0.75 | 0.15 | 17 | [7 empty] | 6000 | 15 | 4 |  |  | 0.9 |  |  | Deep and shallow emergent vegetation areas | Emergent |  |  |  | 840 |  |  |  |  | not lined | Silty clay loam |  | Pastureland | [5 empty] | Wetlands usually dried up in late summer and early autumn when tile lines stopped flowing | [7 empty] | TP load retention was calculated as the difference between inflow and outflow loads. Wetland to catchment area ratio was calculated as wetland area / catchment area *100
105 | 72 | Kovacic, D.A., David, M.B., Gentry, L.E., Starks, K.M., Cooke, R.A. | 2000 | Embarras Wetland A |  | 1995-1996 | 1 | USA/Illinois | 39.914 | -86.192 |  |  | 990 | Dfa |  |  | Agriculture/Urban | Precipitation | 4 times a day |  |  | 1995-1996 |  | No | [17 empty] | Yes | Yes | No |  |  | Every 15 minutes | 1995-1996 | V-notch weir | 59200 |  | 37800 |  |  | No | 1.65 | 1.48 | 0.17 | 10 | [7 empty] | 6000 | 15 | 4 |  |  | 0.9 |  |  | Deep and shallow emergent vegetation areas | Emergent |  |  |  | 192 |  |  |  |  | not lined | Silty clay loam |  | Pastureland | [5 empty] | Wetlands usually dried up in late summer and early autumn when tile lines stopped flowing | [7 empty] | TP load retention was calculated as the difference between inflow and outflow loads. Wetland to catchment area ratio was calculated as wetland area / catchment area *100
106 | 72 | Kovacic, D.A., David, M.B., Gentry, L.E., Starks, K.M., Cooke, R.A. | 2000 | Embarras Wetland A |  | 1996-1997 | 1 | USA/Illinois | 39.914 | -86.192 |  |  | 991 | Dfa |  |  | Agriculture/Urban | Precipitation | 4 times a day |  |  | 1996-1997 |  | No | [17 empty] | Yes | Yes | No |  |  | Every 15 minutes | 1996-1997 | V-notch weir | 54300 |  | 27700 |  |  | No | 2.45 | 1.6 | 0.85 | 35 | [7 empty] | 6000 | 15 | 4 |  |  | 0.9 |  |  | Deep and shallow emergent vegetation areas | Emergent |  |  |  | 456 |  |  |  |  | not lined | Silty clay loam |  | Pastureland | [5 empty] | Wetlands usually dried up in late summer and early autumn when tile lines stopped flowing | [7 empty] | TP load retention was calculated as the difference between inflow and outflow loads. Wetland to catchment area ratio was calculated as wetland area / catchment area *100
107 | 72 | Kovacic, D.A., David, M.B., Gentry, L.E., Starks, K.M., Cooke, R.A. | 2000 | Embarras Wetland B |  | 1994-1995 | 1 | USA/Illinois | 39.914 | -86.192 |  |  | 790 | Dfa |  |  | Agriculture/Urban | Precipitation | 4 times a day |  |  | 1994-1995 |  | No | [17 empty] | Yes | Yes | No |  |  | Every 15 minutes | 1994-1995 | V-notch weir | 13000 |  | 7200 |  |  | No | 0.5 | 0.1 | 0.4 | 80 | [7 empty] | 3000 | 5 | 6 |  |  | 0.4 |  |  | Shallow emergent vegetation areas | Emergent |  |  |  | 408 |  |  |  |  | not lined | Silty clay loam |  | Pastureland | [5 empty] | Wetlands usually dried up in late summer and early autumn when tile lines stopped flowing | [7 empty] | TP load retention was calculated as the difference between inflow and outflow loads. Wetland to catchment area ratio was calculated as wetland area / catchment area *100
108 | 72 | Kovacic, D.A., David, M.B., Gentry, L.E., Starks, K.M., Cooke, R.A. | 2000 | Embarras Wetland B |  | 1995-1996 | 1 | USA/Illinois | 39.914 | -86.192 |  |  | 990 | Dfa |  |  | Agriculture/Urban | Precipitation | 4 times a day |  |  | 1995-1996 |  | No | [17 empty] | Yes | Yes | No |  |  | Every 15 minutes | 1995-1996 | V-notch weir | 19300 |  | 10000 |  |  | No | 0.8 | 0.9 | -0.1 | -13 | [7 empty] | 3000 | 5 | 6 |  |  | 0.4 |  |  | Shallow emergent vegetation areas | Emergent |  |  |  | 336 |  |  |  |  | not lined | Silty clay loam |  | Pastureland | [5 empty] | Wetlands usually dried up in late summer and early autumn when tile lines stopped flowing | [7 empty] | TP load retention was calculated as the difference between inflow and outflow loads. Wetland to catchment area ratio was calculated as wetland area / catchment area *100
109 | 72 | Kovacic, D.A., David, M.B., Gentry, L.E., Starks, K.M., Cooke, R.A. | 2000 | Embarras Wetland B |  | 1996-1997 | 1 | USA/Illinois | 39.914 | -86.192 |  |  | 991 | Dfa |  |  | Agriculture/Urban | Precipitation | 4 times a day |  |  | 1996-1997 |  | No | [17 empty] | Yes | Yes | No |  |  | Every 15 minutes | 1996-1997 | V-notch weir | 15400 |  | 7200 |  |  | No | 0.7 | 0.47 | 0.23 | 38 | [7 empty] | 3000 | 5 | 6 |  |  | 0.4 |  |  | Shallow emergent vegetation areas | Emergent |  |  |  | 264 |  |  |  |  | not lined | Silty clay loam |  | Pastureland | [5 empty] | Wetlands usually dried up in late summer and early autumn when tile lines stopped flowing | [7 empty] | TP load retention was calculated as the difference between inflow and outflow loads. Wetland to catchment area ratio was calculated as wetland area / catchment area *100
110 | 72 | Kovacic, D.A., David, M.B., Gentry, L.E., Starks, K.M., Cooke, R.A. | 2000 | Embarras Wetland D |  | 1994-1995 | 1 | USA/Illinois | 39.914 | -86.192 |  |  | 790 | Dfa |  |  | Agriculture/Urban | Precipitation | 4 times a day |  |  | 1994-1995 |  | No | [17 empty] | Yes | Yes | No |  |  | Every 15 minutes | 1994-1995 | V-notch weir | 58400 |  | 39900 |  |  | No | 0.6 | 0.51 | 0.09 | 14.6 | [7 empty] | 8000 | 25 | 3.2 |  |  | 0.7 |  |  | Deep and shallow emergent vegetation areas | Emergent |  |  |  | 624 |  |  |  |  | not lined | Silty clay loam |  | Pastureland | [5 empty] | Wetlands usually dried up in late summer and early autumn when tile lines stopped flowing | [7 empty] | TP load retention was calculated as the difference between inflow and outflow loads. Wetland to catchment area ratio was calculated as wetland area / catchment area *100
111 | 72 | Kovacic, D.A., David, M.B., Gentry, L.E., Starks, K.M., Cooke, R.A. | 2000 | Embarras Wetland D |  | 1995-1996 | 1 | USA/Illinois | 39.914 | -86.192 |  |  | 990 | Dfa |  |  | Agriculture/Urban | Precipitation | 4 times a day |  |  | 1995-1996 |  | No | [17 empty] | Yes | Yes | No |  |  | Every 15 minutes | 1995-1996 | V-notch weir | 10600 |  | 99000 |  |  | No | 1.43 | 1.64 | -0.21 | -14.8 | [7 empty] | 8000 | 25 | 3.2 |  |  | 0.7 |  |  | Deep and shallow emergent vegetation areas | Emergent |  |  |  | 312 |  |  |  |  | not lined | Silty clay loam |  | Pastureland | [5 empty] | Wetlands usually dried up in late summer and early autumn when tile lines stopped flowing | [7 empty] | TP load retention was calculated as the difference between inflow and outflow loads. Wetland to catchment area ratio was calculated as wetland area / catchment area *100
112 | 72 | Kovacic, D.A., David, M.B., Gentry, L.E., Starks, K.M., Cooke, R.A. | 2000 | Embarras Wetland D |  | 1996-1997 | 1 | USA/Illinois | 39.914 | -86.192 |  |  | 991 | Dfa |  |  | Agriculture/Urban | Precipitation | 4 times a day |  |  | 1996-1997 |  | No | [17 empty] | Yes | Yes | No |  |  | Every 15 minutes | 1996-1997 | V-notch weir | 81200 |  | 76000 |  |  | No | 1.43 | 2.19 | -0.76 | -54 | [7 empty] | 8000 | 25 | 3.2 |  |  | 0.7 |  |  | Deep and shallow emergent vegetation areas | Emergent |  |  |  | 264 |  |  |  |  | not lined | Silty clay loam |  | Pastureland | [5 empty] | Wetlands usually dried up in late summer and early autumn when tile lines stopped flowing | [7 empty] | TP load retention was calculated as the difference between inflow and outflow loads. Wetland to catchment area ratio was calculated as wetland area / catchment area *100
143 | 74 | Mitsch, W.J., Cronk, J.K., Wu, X., Nairn, R.W. | 1995 | Des Plaines River Wetland 3 |  | 1990 | 1 | USA/Illinois | [8 empty] | Des Plaines River | Fixed | Weekly |  | point | 1990 |  | No | 0.111 | 0.038 | 65.77 | Mean | [6 empty] | 0.04 | 0.005 | 87.5 |  |  |  |  | No | No | No |  |  |  | 1990 | [6 empty] | No | 2.29 |  | 1.4 | 63 | [7 empty] | 23300 | 165 | [6 empty] | Emergent and floating vegetation pool | Emergent | Floating | [21 empty] | yes |  |  | TP and SRP concentration retention efficiencies were calculated using their respective values for (In - Out / In) *100
144 | 74 | Mitsch, W.J., Cronk, J.K., Wu, X., Nairn, R.W. | 1995 | Des Plaines River Wetland 3 |  | 1991 | 1 | USA/Illinois | [8 empty] | Des Plaines River | Fixed | Weekly |  | point | 1991 |  | No | 0.132 | 0.027 | 79.55 | Mean | [6 empty] | 0.062 | 0.016 | 74.19 |  |  |  |  | No | No | No |  |  |  | 1991 | [6 empty] | No | 3.05 |  | 2.62 | 86 | [7 empty] | 23300 | 177 | [6 empty] | Emergent and floating vegetation pool | Emergent | Floating | [21 empty] | yes |  |  | TP and SRP concentration retention efficiencies were calculated using their respective values for (In - Out / In) *100
145 | 74 | Mitsch, W.J., Cronk, J.K., Wu, X., Nairn, R.W. | 1995 | Des Plaines River Wetland 3 |  | 1992 | 1 | USA/Illinois | [8 empty] | Des Plaines River | Fixed | Weekly |  | point | 1992 |  | No | 0.122 | 0.057 | 53.28 | Mean | [6 empty] | 0.054 | 0.014 | 74.07 |  |  |  |  | No | No | No |  |  |  | 1992 | [6 empty] | No | 4.01 |  | 2.12 | 53 | [7 empty] | 23300 | 424 | [6 empty] | Emergent and floating vegetation pool | Emergent | Floating | [21 empty] | yes |  |  | TP and SRP concentration retention efficiencies were calculated using their respective values for (In - Out / In) *100
146 | 74 | Mitsch, W.J., Cronk, J.K., Wu, X., Nairn, R.W. | 1995 | Des Plaines River Wetland 4 |  | 1990 | 1 | USA/Illinois | [8 empty] | Des Plaines River | Fixed | Weekly |  | point | 1990 |  | No | 0.111 | 0.04 | 63.96 | Mean | [6 empty] | 0.04 | 0.004 | 90 |  |  |  |  | No | No | No |  |  |  | 1990 | [6 empty] | No | 0.55 |  | 0.44 | 81 | [7 empty] | 23400 | 43 | [6 empty] | Emergent and floating vegetation pool | Emergent | Floating | [21 empty] | yes |  |  | TP and SRP concentration retention efficiencies were calculated using their respective values for (In - Out / In) *100
147 | 74 | Mitsch, W.J., Cronk, J.K., Wu, X., Nairn, R.W. | 1995 | Des Plaines River Wetland 4 |  | 1991 | 1 | USA/Illinois | [8 empty] | Des Plaines River | Fixed | Weekly |  | point | 1991 |  | No | 0.132 | 0.011 | 91.67 | Mean | [6 empty] | 0.062 | 0.008 | 87.1 |  |  |  |  | No | No | No |  |  |  | 1991 | [6 empty] | No | 0.51 |  | 0.5 | 98 | [7 empty] | 23400 | 34 | [6 empty] | Emergent and floating vegetation pool | Emergent | Floating | [21 empty] | yes |  |  | TP and SRP concentration retention efficiencies were calculated using their respective values for (In - Out / In) *100
148 | 74 | Mitsch, W.J., Cronk, J.K., Wu, X., Nairn, R.W. | 1995 | Des Plaines River Wetland 4 |  | 1992 | 1 | USA/Illinois | [8 empty] | Des Plaines River | Fixed | Weekly |  | point | 1992 |  | No | 0.122 | 0.016 | 86.89 | Mean | [6 empty] | 0.054 | 0.011 | 79.63 |  |  |  |  | No | No | No |  |  |  | 1992 | [6 empty] | No | 0.46 |  | 0.41 | 87 | [7 empty] | 23400 | 60 | [6 empty] | Emergent and floating vegetation pool | Emergent | Floating | [21 empty] | yes |  |  | TP and SRP concentration retention efficiencies were calculated using their respective values for (In - Out / In) *100
149 | 74 | Mitsch, W.J., Cronk, J.K., Wu, X., Nairn, R.W. | 1995 | Des Plaines River Wetland 4 high frequency |  | 1992 | 1 | USA/Illinois | [8 empty] | Des Plaines River | Fixed | Daily |  | point and composite | 1992 |  | No | 0.176 | 0.034 | 80.68 | Mean | [13 empty] | No | No | No |  |  |  | 1992 | [6 empty] | No | 0.64 |  | 0.56 | 87 | [7 empty] | 23400 | 60 | [6 empty] | Emergent vegetation pool | Emergent | [22 empty] | yes |  |  | TP and SRP concentration retention efficiencies were calculated using their respective values for (In - Out / In) *100
150 | 74 | Mitsch, W.J., Cronk, J.K., Wu, X., Nairn, R.W. | 1995 | Des Plaines River Wetland 5 |  | 1990 | 1 | USA/Illinois | [8 empty] | Des Plaines River | Fixed | Weekly |  | point | 1990 |  | No | 0.111 | 0.042 | 62.16 | Mean | [6 empty] | 0.04 | 0.003 | 92.5 |  |  |  |  | No | No | No |  |  |  | 1990 | [6 empty] | No | 2.18 |  | 1.37 | 63 | [7 empty] | 18700 | 123 | [6 empty] | Emergent vegetation pool | Emergent | [22 empty] | yes |  |  | TP and SRP concentration retention efficiencies were calculated using their respective values for (In - Out / In) *100
151 | 74 | Mitsch, W.J., Cronk, J.K., Wu, X., Nairn, R.W. | 1995 | Des Plaines River Wetland 5 |  | 1991 | 1 | USA/Illinois | [8 empty] | Des Plaines River | Fixed | Weekly |  | point | 1991 |  | No | 0.132 | 0.013 | 90.15 | Mean | [6 empty] | 0.062 | 0.015 | 75.81 |  |  |  |  | No | No | No |  |  |  | 1991 | [6 empty] | No | 2.98 |  | 2.86 | 96 | [7 empty] | 18700 | 141 | [6 empty] | Emergent vegetation pool | Emergent | [22 empty] | yes |  |  | TP and SRP concentration retention efficiencies were calculated using their respective values for (In - Out / In) *100
152 | 74 | Mitsch, W.J., Cronk, J.K., Wu, X., Nairn, R.W. | 1995 | Des Plaines River Wetland 5 |  | 1992 | 1 | USA/Illinois | [8 empty] | Des Plaines River | Fixed | Weekly |  | point | 1992 |  | No | 0.122 | 0.027 | 77.87 | Mean | [6 empty] | 0.054 | 0.015 | 72.22 |  |  |  |  | No | No | No |  |  |  | 1992 | [6 empty] | No | 1.84 |  | 1.43 | 78 | [7 empty] | 18700 | 120 | [6 empty] | Emergent vegetation pool | Emergent | [22 empty] | yes |  |  | TP and SRP concentration retention efficiencies were calculated using their respective values for (In - Out / In) *100
153 | 74 | Mitsch, W.J., Cronk, J.K., Wu, X., Nairn, R.W. | 1995 | Des Plaines River Wetland 5 high frequency |  | 1992 | 1 | USA/Illinois | [8 empty] | Des Plaines River | Fixed | Daily |  | point and composite | 1992 |  | No | 0.176 | 0.045 | 74.43 | Mean | [13 empty] | No | No | No |  |  |  | 1992 | [6 empty] | No | 1.68 |  | 1.4 | 83 | [7 empty] | 18700 | 120 | [6 empty] | Emergent vegetation pool | Emergent | [22 empty] | yes |  |  | TP and SRP concentration retention efficiencies were calculated using their respective values for (In - Out / In) *100
154 | 74 | Mitsch, W.J., Cronk, J.K., Wu, X., Nairn, R.W. | 1995 | Des Plaines River Wetland 6 |  | 1990 | 1 | USA/Illinois | [8 empty] | Des Plaines River | Fixed | Weekly |  | point | 1990 |  | No | 0.111 | 0.025 | 77.48 | Mean | [6 empty] | 0.04 | 0.003 | 92.5 |  |  |  |  | No | No | No |  |  |  | 1990 | [6 empty] | No | 0.71 |  | 0.71 | 99 | [7 empty] | 34500 | 104 | [6 empty] | Emergent vegetation pool | Emergent | [22 empty] | yes |  |  | TP and SRP concentration retention efficiencies were calculated using their respective values for (In - Out / In) *100
155 | 74 | Mitsch, W.J., Cronk, J.K., Wu, X., Nairn, R.W. | 1995 | Des Plaines River Wetland 6 |  | 1991 | 1 | USA/Illinois | [8 empty] | Des Plaines River | Fixed | Weekly |  | point | 1991 |  | No | 0.132 | 0.012 | 90.91 | Mean | [6 empty] | 0.062 | 0.009 | 85.48 |  |  |  |  | No | No | No |  |  |  | 1991 | [6 empty] | No | 0.59 |  | 0.58 | 99 | [7 empty] | 34500 | 63 | [6 empty] | Emergent vegetation pool | Emergent | [22 empty] | yes |  |  | TP and SRP concentration retention efficiencies were calculated using their respective values for (In - Out / In) *100
156 | 74 | Mitsch, W.J., Cronk, J.K., Wu, X., Nairn, R.W. | 1995 | Des Plaines River Wetland 6 |  | 1992 | 1 | USA/Illinois | [8 empty] | Des Plaines River | Fixed | Weekly |  | point | 1992 |  | No | 0.122 | 0.027 | 77.87 | Mean | [6 empty] | 0.054 | 0.012 | 77.78 |  |  |  |  | No | No | No |  |  |  | 1992 | [6 empty] | No | 2.08 |  | 1.73 | 83 | [7 empty] | 34500 | [7 empty] | Emergent vegetation pool | Emergent | [22 empty] | yes |  |  | TP and SRP concentration retention efficiencies were calculated using their respective values for (In - Out / In) *100
158 | 75 | Moustafa, M.Z., Chimney, M.J., Fontaine, T.D., Shih, G., Davis, S. | 1996 | Boney Marsh CW |  | 1978-1986 |  | USA/Florida |  |  |  |  | 1220 | Cfa |  |  | River |  |  |  | point | 1978-1986 |  | No | 0.056 | 0.02 | 62 | Mean | 0.03 | 0.15 |  | 0.01 | 0.14 | [8 empty] | Yes | No | No |  |  | Continuous | 1978-1986 | [7 empty] | 0.504 | 0.132 | 0.372 | 71 | 9.93 | [6 empty] | 490000 |  |  |  |  | 0.38 |  |  | Shallow emergent vegetation marsh | Emergent |  |  |  | 432 |  | 3.48 | [11 empty] | Seepage not included in budget calculations due to its minimal impact. 75% of rainfall to the area falls from June to August |  |  |  |  | yes |  |  | TP load retention was calculated as the difference between inflow and outflow loading rates.
162 | 76 | Nairn Robert, W (includes Nairn, R.W., Mitsch, W.J., Ref ID No: 309) | 1996 | Olentangy Wetland 1 |  | 1994-1995 | 2 | USA/Ohio | 40.021 | -83.017 | [5 empty] | 1 | Olentangy River |  | Weekly |  | point | 1994-1995 |  | Yes | 0.169 | 0.069 | 59.17 | Mean |  |  | 0.083 |  |  | 0.061 | 0.017 | 0.005 | 70.6 |  |  |  |  | No | Yes | Yes | 8 | 8.6 | Daily | 1994-1995 | V-notch weir/flow sensor | 425000 |  | 397500 | [5 empty] | 5.64 |  |  | 42.5 | [5 empty] | 10000 |  |  |  |  | 0.3 | 0 | 0.6 | Emergent vegetation pool | Emergent |  |  |  | 144 | 42.5 |  |  |  |  | Ross silt loam |  | Agriculture/natural field | yes |  |  |  |  | Groundwater interactions were assumed to be minor | [7 empty] | TP and SRP concentration retention efficiencies were calculated using their respective values for (In - Out / In) *100.
163 | 76 | Nairn Robert, W (includes Nairn, R.W., Mitsch, W.J., Ref ID No: 309) | 1996 | Olentangy Wetland 2 |  | 1994-1995 | 2 | USA/Ohio | 40.021 | -83.017 | [5 empty] | 1 | Olentangy River |  | Weekly |  | point | 1994-1995 |  | Yes | 0.164 | 0.074 | 54.88 | Mean |  |  | 0.09 |  |  | 0.07 | 0.019 | 0.006 | 68.4 |  |  |  |  | No | Yes | Yes | 8 | 8.2 | Daily | 1994-1995 | V-notch weir/flow sensor | 423500 |  | 379000 | [5 empty] | 5.19 |  |  | 42 | [5 empty] | 10000 |  |  |  |  | 0.3 | 0 | 0.6 | Unvegetated pool |  |  |  |  | 144 | 42.4 |  |  |  |  | Ross silt loam |  | Agriculture/natural field | yes |  |  |  |  | Groundwater interactions were assumed to be minor | [7 empty] | TP and SRP concentration retention efficiencies were calculated using their respective values for (In - Out / In) *100.
180 | 78 | Reinhardt, M., Gächter, R., Wehrli, B., Müller, B. | 2005 | Sonnhof CW |  | 2001-2002 | 2 | Switzerland | 47.129 | 8.202 |  | 10 | 1250 | Dfb | Full-scale | 12-24 | Agriculture | Precipitation driven | Bidaily |  | composite and point | 2001-2002 |  |  | 0.01-1.3 | 0.01-0.75 | [20 empty] | Every 10 minutes | 2001-2002 | Flow meter | 74300 |  | 75150 |  |  | No | 4.7 | 3.6 | 1.1 | 23.4 |  | 2.57 | [5 empty] | 2350 | 20.4 | 1.15 |  | 2 |  |  | 0.6 | Vegetated pool | Emergent | Floating/Phytoplankton |  |  | 22-1200 | 32.9-182.5 |  |  | Sand dam slows down flow |  | Loam |  |  | Yes | [5 empty] | yes, macrophytes are harvested every 2 years | yes, sediments are dredged every 4 years |  | yes | yes |  |  | TP outflow loading rates were calculated as the difference between TP inflow and retention loading rates. TP retention efficiency was calculated using (retention load/inflow load)*100. Wetland to catchment area ratio was calculated as wetland area / catchment area *100
182 | 79 | Tanner, C.C., Sukias, J.P.S. | 2011 | Toenepi CW |  | 2001-2002 | 1 | New Zealand | -37.733 | 175.583 |  | 9.2-18.6 |  | Cfb |  | 6-12 | Agriculture | Precipitation driven | Flow proportional |  | composite | 2001-2002 |  | No | 0.083 | 0.287 | -247 | Flow weighted mean | [6 empty] | 0.068 | 0.229 | -236 |  |  |  |  | Yes | No | No |  |  | Every 15 minutes | 2001-2002 | V-notch weir | [5 empty] | No |  |  |  | -245 | [7 empty] | 293 | 26000 | 1.1 | 2 | 2 | 0.3 |  |  | Shallow vegetated cells | Emergent | Floating | 60-80 | 15-50 |  | 28.09 | 8.5 |  |  | Clay |  |  | Dairy farm | [5 empty] | 3-5 month period without drainage early to mid summer and mid autumn (December-April) |  |  |  | yes
183 | 79 | Tanner, C.C., Sukias, J.P.S. | 2011 | Toenepi CW |  | 2002-2003 | 1 | New Zealand | -37.733 | 175.583 |  | 9.2-18.6 |  | Cfb |  | 18-24 | Agriculture | Precipitation driven | Flow proportional |  | composite | 2002-2003 |  | No | 0.067 | 0.062 | 8 | Flow weighted mean | [6 empty] | 0.062 | 0.049 | 21 |  |  |  |  | Yes | No | No |  |  | Every 15 minutes | 2002-2003 | V-notch weir | [5 empty] | No |  |  |  | 6 | [7 empty] | 293 | 26000 | 1.1 | 2 | 2 | 0.3 |  |  | Shallow vegetated cells | Emergent | Floating | 60-80 | 15-50 |  | 20.78 | 8.5 |  |  | Clay |  |  | Dairy farm | [5 empty] | 3-5 month period without drainage early to mid summer and mid autumn (December-April) |  |  |  | yes
184 | 79 | Tanner, C.C., Sukias, J.P.S. | 2011 | Toenepi CW |  | 2003-2004 | 1 | New Zealand | -37.733 | 175.583 |  | 9.2-18.6 |  | Cfb |  | 30-36 | Agriculture | Precipitation driven | Flow proportional |  | composite | 2003-2004 |  | No | 0.123 | 0.124 | -1 | Flow weighted mean | [6 empty] | 0.102 | 0.092 | 10 |  |  |  |  | Yes | No | No |  |  | Every 15 minutes | 2003-2004 | V-notch weir | [5 empty] | No |  |  |  | -4 | [7 empty] | 293 | 26000 | 1.1 | 2 | 2 | 0.3 |  |  | Shallow vegetated cells | Emergent | Floating | 60-80 | 15-50 |  | 17.12 | 8.5 |  |  | Clay |  |  | Dairy farm | [5 empty] | 3-5 month period without drainage early to mid summer and mid autumn (December-April) |  |  |  | yes
185 | 79 | Tanner, C.C., Sukias, J.P.S. | 2011 | Toenepi CW |  | 2004-2005 | 1 | New Zealand | -37.733 | 175.583 |  | 9.2-18.6 |  | Cfb |  | 42-48 | Agriculture | Precipitation driven | Flow proportional |  | composite | 2004-2005 |  | No | 0.034 | 0.059 | -72 | Flow weighted mean | [6 empty] | 0.024 | 0.039 | -64 |  |  |  |  | Yes | No | No |  |  | Every 15 minutes | 2004-2005 | V-notch weir | [5 empty] | No |  |  |  | -76 | [7 empty] | 293 | 26000 | 1.1 | 2 | 2 | 0.3 |  |  | Shallow vegetated cells | Emergent | Floating | 60-80 | 15-50 |  | 33.74 | 8.5 |  |  | Clay |  |  | Dairy farm | [5 empty] | 3-5 month period without drainage early to mid summer and mid autumn (December-April) |  |  |  | yes
186 | 79 | Tanner, C.C., Sukias, J.P.S. | 2011 | Toenepi CW |  | 2005-2006 | 1 | New Zealand | -37.733 | 175.583 |  | 9.2-18.6 |  | Cfb |  | 54-60 | Agriculture | Precipitation driven | Flow proportional |  | composite | 2005-2006 |  | No | 0.038 | 0.113 | -194 | Flow weighted mean | [6 empty] | 0.028 | 0.069 | -144 |  |  |  |  | Yes | No | No |  |  | Every 15 minutes | 2005-2006 | V-notch weir | [5 empty] | No |  |  |  | -203 | [7 empty] | 293 | 26000 | 1.1 | 2 | 2 | 0.3 |  |  | Shallow vegetated cells | Emergent | Floating | >90 |  |  | 26.75 | 8.5 |  |  | Clay |  |  | Dairy farm | [5 empty] | 3-5 month period without drainage early to mid summer and mid autumn (December-April) |  |  |  | yes
187 | 79 | Tanner, C.C., Sukias, J.P.S. | 2011 | Titoki CW |  | 2001-2002 | 1 | New Zealand | -35.717 | 174.05 |  | 11.7-20.3 |  | Cfb |  | 6-12 | Agriculture | Precipitation driven | Flow proportional |  | composite | 2001-2002 |  | No | 0.342 | 0.169 | 50 | Flow weighted mean | [6 empty] | 0.05 | 0.091 | -80 |  |  |  |  | Yes | No | No |  |  | Every 15 minutes | 2001-2002 | V-notch weir | [5 empty] | No |  |  |  | 50 | [7 empty] | 898 | 56500 | 1.6 | 2 | 2 | 0.3-0.8 |  |  | Shallow vegetated cells with deeper areas | Emergent | Submerged/Floating |  |  |  | 53.46 | 5.8 |  |  | Clay |  |  | Dairy farm | [9 empty] | yes
188 | 79 | Tanner, C.C., Sukias, J.P.S. | 2011 | Titoki CW |  | 2002-2003 | 1 | New Zealand | -35.717 | 174.05 |  | 11.7-20.3 |  | Cfb |  | 18-24 | Agriculture | Precipitation driven | Flow proportional |  | composite | 2002-2003 |  | No | 0.207 | 0.272 | -32 | Flow weighted mean | [6 empty] | 0.05 | 0.174 | -245 |  |  |  |  | Yes | No | No |  |  | Every 15 minutes | 2002-2003 | V-notch weir | [5 empty] | No |  |  |  | -30 | [7 empty] | 898 | 56500 | 1.6 | 2 | 2 | 0.3-0.8 |  |  | Shallow vegetated cells with deeper areas | Emergent | Submerged/Floating |  |  |  | 52.06 | 5.8 |  |  | Clay |  |  | Dairy farm | [9 empty] | yes
189 | 79 | Tanner, C.C., Sukias, J.P.S. | 2011 | Titoki CW |  | 2003-2004 | 1 | New Zealand | -35.717 | 174.05 |  | 11.7-20.3 |  | Cfb |  | 30-36 | Agriculture | Precipitation driven | Flow proportional |  | composite | 2003-2004 |  | No | 0.226 | 0.432 | -91 | Flow weighted mean | [6 empty] | 0.037 | 0.209 | -464 |  |  |  |  | Yes | No | No |  |  | Every 15 minutes | 2003-2004 | V-notch weir | [5 empty] | No |  |  |  | -90 | [7 empty] | 898 | 56500 | 1.6 | 2 | 2 | 0.3-0.8 |  |  | Shallow vegetated cells with deeper areas | Emergent | Submerged/Floating |  |  |  | 53.64 | 5.8 |  |  | Clay |  |  | Dairy farm | [9 empty] | yes
3 | 83 | Abtew, W., Piccone, T., Pietro, K., Xue, S.K. | 2018 | STA-1E |  | 2011-2012 | 1 | USA/Florida | 26.654 | -80.335 |  |  |  | Aw |  |  | Agricultural run off | Precipitation driven | Weekly |  | composite and point | 2011-2012 |  |  | 0.109 | 0.021 | 80.74 | Flow weighted mean | [13 empty] | Yes | Yes | No |  |  | Continuous | 2011-2012 | Water control structures | 105000000 |  | 94000000 |  |  |  | 0.56 | 0.1 | 0.46 | 83 | [7 empty] | 20630000 | [7 empty] | Emergent and submerged vegetation treatment cells | Submerged | Emergent |  |  | 360 | 5.11 | [13 empty] | yes | [6 empty] | It's possible to calculate values for a larger monitoring period than the 1 year presented here, but would likely introduce errors and uncertainty. TP concentration retention efficiency is calculated using values for (In - Out / In) *100. TP outflow load is the difference between inflow and retention loading rates
4 | 83 | Abtew, W., Piccone, T., Pietro, K., Xue, S.K. | 2018 | STA-1W |  | 2011-2012 | 1 | USA/Florida | 26.642 | -80.425 |  |  |  | Aw |  |  | Agricultural run off | Precipitation driven | Weekly |  | composite and point | 2011-2012 |  |  | 0.143 | 0.022 | 84.62 | Flow weighted mean | [13 empty] | Yes | Yes | No |  |  | Continuous | 2011-2012 | Water control structures | 119000000 |  | 116000000 |  |  |  | 0.63 | 0.09 | 0.54 | 85 | [7 empty] | 26990000 | [7 empty] | Emergent and submerged vegetation treatment cells | Submerged | Emergent |  |  | 984 | 4.42 | [13 empty] | yes | [6 empty] | It's possible to calculate values for a larger monitoring period than the 1 year presented here, but would likely introduce errors and uncertainty. TP concentration retention efficiency is calculated using values for (In - Out / In) *100. TP outflow load is the difference between inflow and retention loading rates
5 | 83 | Abtew, W., Piccone, T., Pietro, K., Xue, S.K. | 2018 | STA-2 |  | 2011-2012 | 1 | USA/Florida | 26.3973 | -80.5243 |  |  |  | Aw |  |  | Agricultural run off | Precipitation driven | Weekly |  | composite and point | 2011-2012 |  |  | 0.087 | 0.012 | 86.21 | Flow weighted mean | [13 empty] | Yes | Yes | No |  |  | Continuous | 2011-2012 | Water control structures | 241000000 |  | 268000000 |  |  |  | 0.82 | 0.13 | 0.69 | 84 | [7 empty] | 25650000 | [7 empty] | Emergent and submerged vegetation treatment cells | Submerged | Emergent |  |  | 456 | 9.42 | [13 empty] | yes | [6 empty] | It's possible to calculate values for a larger monitoring period than the 1 year presented here, but would likely introduce errors and uncertainty. TP concentration retention efficiency is calculated using values for (In - Out / In) *100. TP outflow load is the difference between inflow and retention loading rates
6 | 83 | Abtew, W., Piccone, T., Pietro, K., Xue, S.K. | 2018 | STA-3/4 |  | 2011-2012 | 1 | USA/Florida | 26.3663 | -80.6387 |  |  |  | Aw |  |  | Agricultural run off | Precipitation driven | Weekly |  | composite and point | 2011-2012 |  |  | 0.109 | 0.019 | 82.57 | Flow weighted mean | [13 empty] | Yes | Yes | No |  |  | Continuous | 2011-2012 | Water control structures | 332000000 |  | 359000000 |  |  |  | 0.54 | 0.1 | 0.44 | 82 | [7 empty] | 66950000 | [7 empty] | Emergent and submerged vegetation treatment cells | Emergent | Submerged |  |  | 744 | 4.96 | [13 empty] | yes | [6 empty] | It's possible to calculate values for a larger monitoring period than the 1 year presented here, but would likely introduce errors and uncertainty. TP concentration retention efficiency is calculated using values for (In - Out / In) *100. TP outflow load is the difference between inflow and retention loading rates
7 | 83 | Abtew, W., Piccone, T., Pietro, K., Xue, S.K. | 2018 | STA-5 |  | 2011-2012 | 1 | USA/Florida | 26.444 | -80.9037 |  |  |  | Aw |  |  | Agricultural run off | Precipitation driven | Weekly |  | composite and point | 2011-2012 |  |  | 0.156 | 0.032 | 79.49 | Flow weighted mean | [13 empty] | Yes | Yes | No |  |  | Continuous | 2011-2012 | Water control structures | 58000000 |  | 51000000 |  |  |  | 0.37 | 0.07 | 0.3 | 82 | [7 empty] | 24670000 | [7 empty] | Emergent and submerged vegetation treatment cells | Emergent | Submerged |  |  | 1104 | 2.37 | [13 empty] | yes | [6 empty] | It's possible to calculate values for a larger monitoring period than the 1 year presented here, but would likely introduce errors and uncertainty. TP concentration retention efficiency is calculated using values for (In - Out / In) *100. TP outflow load is the difference between inflow and retention loading rates
8 | 83 | Abtew, W., Piccone, T., Pietro, K., Xue, S.K. | 2018 | STA-6 |  | 2011-2012 | 1 | USA/Florida | 26.3488 | -80.8869 |  |  |  | Aw |  |  | Agricultural run off | Precipitation driven | Weekly |  | composite and point | 2011-2012 |  |  | 0.123 | 0.075 | 39.02 | Flow weighted mean | [13 empty] | Yes | Yes | No |  |  | Continuous | 2011-2012 | Water control structures | 21000000 |  | 11000000 |  |  |  | 0.76 | 0.24 | 0.52 | 68 | [7 empty] | 3380000 | [7 empty] | Emergent and submerged vegetation treatment cells | Emergent | Submerged |  |  | 72 | 6.21 | [13 empty] | yes | [6 empty] | It's possible to calculate values for a larger monitoring period than the 1 year presented here, but would likely introduce errors and uncertainty. TP concentration retention efficiency is calculated using values for (In - Out / In) *100. TP outflow load is the difference between inflow and retention loading rates
35 | 102 | Dzakpasu, M., Scholz, M., Mccarthy, V., Jordan, S. (includes Dzakpasu, M., Scholz, M., McCarthy, V., Jordan, S.N., Ref ID No: 103) | 2015 | Castle Leslie Estate ICW |  | 2008-2012 | 4 | Ireland | 54.318 | -6.894 |  |  |  | Cfb |  | 4 | WwTW |  | Weekly |  | composite | 2008-2012 |  |  | 7.7 | 0.5 | 94 | Mean | [6 empty] | 4.6 | 0.4 | 91 |  |  |  |  | No | Yes | Yes |  |  | Once per minute | 2008-2012 | Flow meter | [6 empty] | 15.7 | 1.1 | 14.6 | 92.3 | 7.9 |  | 11.32 | 1.1 | 10.22 | 91.4 |  | 33104 |  |  | 6 | 7 |  | 0.29 | 0.45 | Sedimentation ponds and vegetation wetland cells | Emergent | Floating | [7 empty] | not lined | Compacted soil | 600-3100 | [7 empty] | Emergents were harvested (0.09 m2 quadrats, 5 replicates per cell) in July 2011 to calculate biomass-P | No | [5 empty] | TP and SRP outflow loading rates were calculated as the difference between their respective inflow and retention loading rates.
42 | 112 | Griffiths, L.N., Mitsch, W.J. | 2020 | Freedom Park CW |  | 2016-2018 | 2 | USA/Florida | 26.174 | -81.789 |  |  |  | Aw |  |  | Urban/Gordon River | Precipitation driven | Biweekly |  | point | 2016-2018 |  | No | [17 empty] | Yes | Yes | Yes |  |  | Continuous | 2016-2018 | Weir | [8 empty] | 4.23 | [8 empty] | 46000 | 3139 |  |  |  |  | 0.15 | 1.3 | Sedimentation pond, deep water and shallow vegetated cells | [9 empty] | not lined | [11 empty] | 9.9
55 | 116 | Hernández-Crespo, C., Gargallo, S., Benedito-Durá, V., Nácher-Rodríguez, B., Rodrigo-Alacreu, M.A., Martín, M. | 2017 | Tancat de la Pipa FGCW |  | 2014-2015 | 1 | Spain | 39.364 | -0.341 |  |  | 200 | BSk |  |  | Albufera de València Lake |  | Every 3 weeks |  | point | 2014-2015 |  | No | 0.337 | 0.262 | 22.6 | Mean | 0.18 | 0.798 |  | 0.153 | 0.468 | [8 empty] | Yes | Yes | No |  |  | Every 3 weeks | 2014-2015 | Flow meter | [5 empty] | No |  |  |  |  | 3 | [6 empty] | 49000 | [5 empty] | 0.15 | 0.25 |  | Emergent |  |  |  | 223.2 | 10.95 | [6 empty] | Rice field |  |  |  | Yes |  | Evapotranspiration was 1 mm per day in winter and 6 mm per day in summer |  |  |  | Yes | Yes |  |  | TP concentration retention efficiency was calculated using their respective values for (In - Out / In) *100.
56 | 116 | Hernández-Crespo, C., Gargallo, S., Benedito-Durá, V., Nácher-Rodríguez, B., Rodrigo-Alacreu, M.A., Martín, M. | 2017 | Tancat de la Pipa FpCW |  | 2014-2015 | 1 | Spain | 39.364 | -0.341 |  |  | 200 | BSk |  |  | Albufera de València Lake |  | Every 3 weeks |  | point | 2014-2015 |  | No | 0.337 | 0.3 | 10.98 | Mean | 0.18 | 0.798 |  | 0.108 | 0.641 | [8 empty] | Yes | Yes | No |  |  | Every 3 weeks | 2014-2015 | Flow meter | [5 empty] | No |  |  |  |  | 3.3 | [6 empty] | 14600 | [5 empty] | 0.15 | 0.25 |  | Emergent |  |  |  | 55.2 | 29.2 | [6 empty] | Rice field |  |  |  | Yes |  | Evapotranspiration was 1 mm per day in winter and 6 mm per day in summer |  |  |  | Yes | Yes |  |  | TP concentration retention efficiency was calculated using their respective values for (In - Out / In) *100.
57 | 116 | Hernández-Crespo, C., Gargallo, S., Benedito-Durá, V., Nácher-Rodríguez, B., Rodrigo-Alacreu, M.A., Martín, M. | 2017 | Tancat de Milia CW |  | 2014-2015 | 1 | Spain |  |  |  |  | 200 | BSk |  |  | Albufera de València Lake | Intermittent | Every 3 weeks |  | point | 2014-2015 |  | No | 0.088 | 0.126 | -43.18 | Mean | 0.035 | 0.233 |  | 0.051 | 0.464 | [8 empty] | Yes | Yes | No |  |  | Every 3 weeks | 2014-2015 | Flow meter | [5 empty] | No |  |  |  |  | -2.19 | [6 empty] | 48000 | [5 empty] | 0.25 | 0.4 |  | Emergent |  |  |  | 170.4 | 17.52 | [6 empty] | Rice field |  |  |  | Yes |  | Evapotranspiration was 1 mm per day in winter and 6 mm per day in summer |  |  |  | Yes | Yes |  |  | TP concentration retention efficiency was calculated using their respective values for (In - Out / In) *100.
58 | 116 | Hernández-Crespo, C., Gargallo, S., Benedito-Durá, V., Nácher-Rodríguez, B., Rodrigo-Alacreu, M.A., Martín, M. | 2017 | Tancat de L'Illa CW1 |  | 2014-2015 | 1 | Spain |  |  |  |  | 200 | BSk |  |  | Albufera de València Lake | Intermittent | Every 3 weeks |  | point | 2014-2015 |  | No | 0.122 | 0.076 | 37.7 | Mean | 0.032 | 0.246 |  | 0.022 | 0.349 | [8 empty] | Yes | Yes | No |  |  | Every 3 weeks | 2014-2015 | Flow meter | [5 empty] | No |  |  |  |  | 7 | [6 empty] | 26000 | [5 empty] | 0.45 | 0.55 |  | Emergent |  |  |  | 350.4 | 12.05 | [6 empty] | Rice field |  |  |  | Yes |  | Evapotranspiration was 1 mm per day in winter and 6 mm per day in summer |  |  |  | Yes | Yes |  |  | TP concentration retention efficiency was calculated using their respective values for (In - Out / In) *100.
59 | 116 | Hernández-Crespo, C., Gargallo, S., Benedito-Durá, V., Nácher-Rodríguez, B., Rodrigo-Alacreu, M.A., Martín, M. | 2017 | Tancat de L'Illa CW2 |  | 2014-2015 | 1 | Spain |  |  |  |  | 200 | BSk |  |  | Albufera de València Lake | Intermittent | Every 3 weeks |  | point | 2014-2015 |  | No | 0.122 | 0.088 | 27.87 | Mean | 0.032 | 0.246 |  | 0.028 | 0.186 | [8 empty] | Yes | Yes | No |  |  | Every 3 weeks | 2014-2015 | Flow meter | [5 empty] | No |  |  |  |  | 1.5 | [6 empty] | 25200 | [5 empty] | 0.5 | 0.55 |  | Emergent |  |  |  | 559.2 | 8.76 | [6 empty] | Rice field |  |  |  | Yes |  | Evapotranspiration was 1 mm per day in winter and 6 mm per day in summer |  |  |  | Yes | Yes |  |  | TP concentration retention efficiency was calculated using their respective values for (In - Out / In) *100.
65 | 121 | Jia, Z., Tang, S., Luo, W., Hai, Y. | 2016 | Chan River CW |  | 2007-2008 | 1 | China/Shaanxi |  |  |  | 13.3 | 565 | Cfa |  |  | Chan River |  | Monthly |  | point | 2007-2008 |  | No | 0.05 |  |  | Mean | [13 empty] | Yes | Yes | No |  |  |  | 2007-2008 | Culvert/water level gauge | 7310000 |  | 5970000 | [5 empty] | 0.2 | [8 empty] | 599000 | 76000 | 0.08 |  |  | 1.5 |  |  |  | Submerged | Emergent |  |  | 1315.2 |  |  |  |  | not lined | Compacted soil |  | Sand mining/landfill | [5 empty] | Most rainfall occurred between July and October
66 | 121 | Jia, Z., Tang, S., Luo, W., Hai, Y. | 2016 | Chan River Cell 1 |  | 2007-2008 | 1 | China/Shaanxi |  |  |  | 13.3 | 565 | Cfa |  |  | Chan River |  | Monthly |  | point | 2007-2008 |  | No | 0.05 |  |  | Mean | [13 empty] | Yes | Yes | No |  |  |  | 2007-2008 | Culvert/water level gauge | 7310000 | [7 empty] | 0.6 | [8 empty] | 204000 | [8 empty] | Submerged | Emergent |  |  | 364.8 |  | 6.9 |  |  | not lined | Compacted soil |  | Sand mining/landfill | [5 empty] | Most rainfall occurred between July and October
67 | 121 | Jia, Z., Tang, S., Luo, W., Hai, Y. | 2016 | Chan River Cell 2 |  | 2007-2008 | 1 | China/Shaanxi |  |  |  | 13.3 | 565 | Cfa |  |  | Chan River |  | Monthly |  | point | 2007-2008 |  | No |  | 0.023 |  | Mean | [13 empty] | Yes | Yes | No |  |  |  | 2007-2008 | Culvert/water level gauge | [8 empty] | 0.8 | [8 empty] | 136000 | [8 empty] | Submerged | Emergent |  |  | 261.6 |  | 5.1 |  |  | not lined | Compacted soil |  | Sand mining/landfill | [5 empty] | Most rainfall occurred between July and October
68 | 121 | Jia, Z., Tang, S., Luo, W., Hai, Y. | 2016 | Chan River Cell 3 |  | 2007-2008 | 1 | China/Shaanxi |  |  |  | 13.3 | 565 | Cfa |  |  | Chan River |  | Monthly |  | point | 2007-2008 |  | No |  |  |  | Mean | [13 empty] | Yes | Yes | No |  |  |  | 2007-2008 | Culvert/water level gauge | [8 empty] | -0.3 | [8 empty] | 60000 | [8 empty] | Submerged | Emergent |  |  | 120 |  | 2.9 |  |  | not lined | Compacted soil |  | Sand mining/landfill | [5 empty] | Most rainfall occurred between July and October
69 | 121 | Jia, Z., Tang, S., Luo, W., Hai, Y. | 2016 | Chan River Cell 4 |  | 2007-2008 | 1 | China/Shaanxi |  |  |  | 13.3 | 565 | Cfa |  |  | Chan River |  | Monthly |  | point | 2007-2008 |  | No |  |  |  | Mean | [13 empty] | Yes | Yes | No |  |  |  | 2007-2008 | Culvert/water level gauge | [8 empty] | 0.2 | [8 empty] | 140000 | [8 empty] | Submerged | Emergent |  |  | 288 |  | 11 |  |  | not lined | Compacted soil |  | Sand mining/landfill | [5 empty] | Most rainfall occurred between July and October
70 | 121 | Jia, Z., Tang, S., Luo, W., Hai, Y. | 2016 | Chan River Cell 5 |  | 2007-2008 | 1 | China/Shaanxi |  |  |  | 13.3 | 565 | Cfa |  |  | Chan River |  | Monthly |  | point | 2007-2008 |  | No |  |  |  | Mean | [13 empty] | Yes | Yes | No |  |  |  | 2007-2008 | Culvert/water level gauge |  |  | 5970000 | [5 empty] | -0.1 | [8 empty] | 59000 | [8 empty] | Submerged | Emergent |  |  | 127.2 |  | 4.2 |  |  | not lined | Compacted soil |  | Sand mining/landfill | [5 empty] | Most rainfall occurred between July and October
72 | 124 | Johannesson, K.M., Tonderski, K.S., Ehde, P.M., Weisner, S.E.B. | 2017 | L.B. CW |  |  | 3 | Sweden | [8 empty] | Agriculture | [6 empty] | No | 0.182 |  |  | Flow weighted mean | 0.025 | 0.663 | [11 empty] | No | No | No |  |  |  |  | V-notch weir/flow meter |  |  |  |  | No | No | 62.2 |  |  | -966 to 2031 mg/m2/day | [7 empty] | 4100 |  | 0.06 |  |  |  | 0.9 | [7 empty] | 391 | 8
73 | 124 | Johannesson, K.M., Tonderski, K.S., Ehde, P.M., Weisner, S.E.B. | 2017 | Slo CW |  |  | 6 | Sweden | [8 empty] | Agriculture | [6 empty] | No | 0.094 |  |  | Flow weighted mean | 0.04 | 0.65 | [11 empty] | No | No | No |  |  |  |  | Water stage recorder |  |  |  |  | No | No | 40.5 |  |  | -90 to 1161 mg/m2/day | [7 empty] | 6500 |  | 0.07 |  |  |  | 1 | [7 empty] | 604 | 8
74 | 124 | Johannesson, K.M., Tonderski, K.S., Ehde, P.M., Weisner, S.E.B. | 2017 | Råb CW |  |  | 9 | Sweden | [8 empty] | Agriculture | [6 empty] | No | 0.14 |  |  | Flow weighted mean | 0.05 | 0.67 | [11 empty] | No | No | No |  |  |  |  | Water stage recorder |  |  |  |  | No | No | 16.3 |  |  | -210 to 1051 mg/m2/day | [7 empty] | 7500 |  | 0.2 |  |  |  | 1 | [7 empty] | 150 | 4
75 | 124 | Johannesson, K.M., Tonderski, K.S., Ehde, P.M., Weisner, S.E.B. | 2017 | Böl CW |  |  | 2 | Sweden | [8 empty] | Agriculture | [6 empty] | No | 0.123 |  |  | Flow weighted mean |  | 2.095 | [11 empty] | No | No | No |  |  |  |  | Flow meter |  |  |  |  | No | No | 18.2 |  |  | -116 to 3483 mg/m2/day | [7 empty] | 2800 |  | 0.1 |  |  |  | 0.77 | [7 empty] | 277 | 15
76 | 124 | Johannesson, K.M., Tonderski, K.S., Ehde, P.M., Weisner, S.E.B. | 2017 | Gen CW |  |  | 4 | Sweden | [8 empty] | Agriculture | [6 empty] | No | 0.144 |  |  | Flow weighted mean | 0.078 | 1.047 | [11 empty] | No | No | No |  |  |  |  | V-notch weir |  |  |  |  | No | No | 11.9 |  |  | -41 to 328 mg/m2/day | [7 empty] | 7800 |  | 0.33 |  |  |  | 0.75 | [7 empty] | 77 | 12
77 | 124 | Johannesson, K.M., Tonderski, K.S., Ehde, P.M., Weisner, S.E.B. | 2017 | Ede CW |  |  | 1 | Sweden | [8 empty] | Agriculture | [6 empty] | No | 0.022 |  |  | Flow weighted mean | 0.021 | 0.122 | [11 empty] | No | No | No |  |  |  |  | V-notch weir/flow meter |  |  |  |  | No | No | 4.4 |  |  | -47to 13 mg/m2/day | [7 empty] | 2200 |  | 0.36 |  |  |  | 1 | [7 empty] | 61 | 6
91 | 127 | Kill, K., Pärn, J., Lust, R., Mander, Ü., Kasak, K. | 2018 | Vända CW |  | 2017-2018 | 1 | Estonia | 58.283 | 26.717 |  | 6.3 | 726 | Dfb |  |  | Agriculture | Precipitation driven | Biweekly | 132 | point | 2017-2018 |  | No | 0.17 | 0.12 | 20.5 | [7 empty] | 0.055 |  | 16.3 |  |  |  |  | Yes | Yes | No |  |  | Biweekly | 2017-2018 | Flow meter | [6 empty] | 1.48 | 0.83 | 0.65 | 43.92 | [7 empty] | 4500 | 220 | 0.5 |  |  |  | 0.4 | 1.3 | Deep and shallow emergent vegetation areas | Emergent |  | 30.75 | [5 empty] | Baffles are used throughout the wetland | not lined | [16 empty] | TP outflow loading rate was calculated as the difference between inflow and retention loading rates. TP load retention efficiency was calculated using (Retention / Inflow ) * 100
118 | 132 | Lavrnić, S., Braschi, I., Anconelli, S., Blasioli, S., Solimando, D., Mannini, P., Toscano, A. | 2018 | Canale Emiliano Romagnolo CW |  | 2004-2005 | 1 | Italy | 44.573 | 11.529 |  | 13.7 | 771 |  |  |  | Agriculture | Precipitation driven |  |  |  | 2004-2005 |  | No | 0.1 | 0.4 |  | Mean | [13 empty] | Yes | Yes | Yes |  |  |  | 2004-2005 | [7 empty] | 0.32 | 0.56 | -0.24 | -75 |  | -0.9 | [5 empty] | 3750 | 12.5 | 3 |  | 1 |  |  | 0.4 | Shallow channelised wetland | Emergent | [7 empty] | Channels meander through the wetland and direct flow | not lined | [8 empty] | Most rainfall occurs during springand autumn | Vegetation sampled once | Sediment cores collected once in the Autumn | [5 empty] | Calculated areal TP inflow and outflow using the respective annual input or output data divided by wetland area. TP retention rate was calculated as the difference between areal input and output load. TP load retention efficiency was (Retention / Input ) * 100
119 | 132 | Lavrnić, S., Braschi, I., Anconelli, S., Blasioli, S., Solimando, D., Mannini, P., Toscano, A. | 2018 | Canale Emiliano Romagnolo CW |  | 2005-2006 | 1 | Italy | 44.573 | 11.529 |  | 13.7 | 771 |  |  |  | Agriculture | Precipitation driven |  |  |  | 2005-2006 |  | No | 0.1 | 0 |  | Mean | [13 empty] | Yes | Yes | Yes |  |  |  | 2005-2006 | [7 empty] | 0.37 | 0.19 | 0.18 | 49 |  | 0.7 | [5 empty] | 3750 | 12.5 | 3 |  | 1 |  |  | 0.4 | Shallow channelised wetland | Emergent | [7 empty] | Channels meander through the wetland and direct flow | not lined | [8 empty] | Most rainfall occurs during springand autumn | Vegetation sampled once | Sediment cores collected once in the Autumn | [5 empty] | Calculated areal TP inflow and outflow using the respective annual input or output data divided by wetland area. TP retention was calculated as the difference between areal input and output load.
120 | 135 | Li, D., Ye, B., Hou, Z., Chu, Z., Zheng, B. | 2020 | Erhai Lake SMWC |  | 2015-2018 | 3 | China/Yunnan | 25.945 | 100.133 |  | 15.7 | 1000 | Cwb | Field-scale |  | Agriculture | Precipitation driven | Monthly |  | point | 2015-2018 |  | No |  | <0.15 | [15 empty] | Yes | Yes | No |  |  | Monthly | 2015-2018 | Flow meter | [5 empty] | No |  |  | 47.96 | 52.98 | [7 empty] | 69548 | 120 | 5.8 |  | 11 |  |  |  | Emergent and submerged vegetation treatment cells | Emergent/Floating |  | 40-90 | [9 empty] | Agriculture
121 | 137 | Li, H., Liu, F., Luo, P., Xie, G., Xiao, R., Hu, W., Peng, J., Wu, J. | 2018 | Changsha County IETS |  | 2013-2015 | 3 | China/Changsha |  |  |  | 17.1 | 1434 | Cfa | Full-scale | 2 | WwtW |  | Monthly |  | point | 2013-2015 | Same time | No | 14.1 | 0.62 | 95.6 | Mean |  |  | 1.75 |  |  | 0.09 | [7 empty] | Yes | Yes | Yes |  |  |  | 2013-2015 |  | 3979 |  |  |  |  | No | 0.17 | 0.083 | 0.087 | 51.18 | [7 empty] | 615 |  |  |  | 4 |  |  |  | Surface and vertical flow biofilters, surface flow wetland and stabilisation ponds | Emergent |  |  |  | 224 |  | 2.6 |  |  |  |  | 0.76-0.79 | Paddy field | [6 empty] | Harvested plants from April to December 2014 for different treatments (every 20 and 40 days, and when plant length was greater than 80 cm). Maximum TP content was 7.92 mg per kg dry weight in spring | [6 empty] | TP concentration retention efficiency was calculated using their respective values for (In - Out / In) *100. TP outflow loading rate was calculated as the difference between TP inflow and retention loading rates. TP load retention efficiency was calculated using (Retention load/ Inflow load) * 100
122 | 146 | Luo, P., Liu, F., Liu, X., Wu, X., Yao, R., Chen, L., Li, X., Xiao, R., Wu, R. (includes Zhou, J., Luo, P., Liu, F., Gong, D., Li, B., Xiao, R., Wu, J., Ref ID No: 295) | 2017 | Changsha Research Station CW Low Strength |  | 2014-2016 | 2 | China/Changsha | 28.5 | 113.3 |  | 17.5 | 1330 | Cfa | Pilot-scale | 0 | Swine waste | Intermittent | Biweekly/Weekly |  | point | 2014-2016 | Same time | No | 22.5 | 3 | 89.4 |  |  |  | 12 |  |  | 4.4 | [7 empty] | No | No | Yes |  |  | Daily | 2014-2016 |  | 65.7 |  |  |  |  | No | 0.459 | 0.047 | 0.412 | 89.76 | 22.3 | 1.51 | [5 empty] | 30 |  |  | 3 | 3 | 0.2 |  |  | Shallow emergent vegetation pools | Emergent |  |  |  | 792 | 6.57 | 7.5 |  |  |  | Clay loam | 392-593 | [7 empty] | One third of the emergent plants harvested each month | [6 empty] | TP outflow loading rate was calculated as the difference between TP inflow and retention loading rates. TP load retention efficiency was calculated using (Retention load/ Inflow load) * 100
123 | 146 | Luo, P., Liu, F., Liu, X., Wu, X., Yao, R., Chen, L., Li, X., Xiao, R., Wu, R. (includes Zhou, J., Luo, P., Liu, F., Gong, D., Li, B., Xiao, R., Wu, J., Ref ID No: 295) | 2017 | Changsha Research Station CW Medium Strength |  | 2014-2016 | 2 | China/Changsha | 28.5 | 113.3 |  | 17.5 | 1330 | Cfa | Pilot-scale | 0 | Swine waste | Intermittent | Biweekly/Weekly |  | point | 2014-2016 | Same time | No | 44.5 | 8.1 | 80.9 |  |  |  | 17 |  |  | 9.4 | [7 empty] | No | No | Yes |  |  | Daily | 2014-2016 |  | 65.7 |  |  |  |  | No | 0.801 | 0.129 | 0.672 | 83.9 | 17.7 | 2.45 | [5 empty] | 30 |  |  | 3 | 3 | 0.2 |  |  | Shallow emergent vegetation pools | Emergent |  |  |  | 792 | 6.57 | 7.5 |  |  |  | Clay loam | 370-719 | [7 empty] | One third of the emergent plants harvested each month | [6 empty] | TP outflow loading rate was calculated as the difference between TP inflow and retention loading rates. TP load retention efficiency was calculated using (Retention load/ Inflow load) * 100
124 | 146 | Luo, P., Liu, F., Liu, X., Wu, X., Yao, R., Chen, L., Li, X., Xiao, R., Wu, R. (includes Zhou, J., Luo, P., Liu, F., Gong, D., Li, B., Xiao, R., Wu, J., Ref ID No: 295) | 2017 | Changsha Research Station CW High Strength |  | 2014-2016 | 2 | China/Changsha | 28.5 | 113.3 |  | 17.5 | 1330 | Cfa | Pilot-scale | 0 | Swine waste | Intermittent | Biweekly/Weekly |  | point | 2014-2016 | Same time | No | 55.4 | 17 | 70.1 |  |  |  | 22.6 |  |  | 14.9 | [7 empty] | No | No | Yes |  |  | Daily | 2014-2016 |  | 65.7 |  |  |  |  | No | 0.996 | 0.217 | 0.779 | 78.21 | 12.1 | 2.85 | [5 empty] | 30 |  |  | 3 | 3 | 0.2 |  |  | Shallow emergent vegetation pools | Emergent |  |  |  | 792 | 6.57 | 7.5 |  |  |  | Clay loam | 422-884 | [7 empty] | One third of the emergent plants harvested each month | [6 empty] | TP outflow loading rate was calculated as the difference between TP inflow and retention loading rates. TP load retention efficiency was calculated using (Retention load/ Inflow load) * 100
157 | 159 | Mitsch, W.J., Zhang, L., Waletzko, E., Bernal, B. | 2014 | Olentangy Wetlands |  | 1994-2013 | 20 | USA/Ohio | 40.021 | -83.017 | [5 empty] | 1 | Olentangy River |  | Weekly |  |  | 1994-2010 |  | No | [17 empty] | Yes | Yes | No |  |  | Daily | 1994-2012 | [7 empty] | 5.61 | 3.21 | 2.4 | 42.7 |  |  | 2.17 | 1.3 | 0.87 | 40.3 |  | 20000 | [7 empty] | Deep and shallow emergent vegetation pool | Emergent |  |  |  |  | 39.8 |  |  |  |  | Ross silt loam |  | Agriculture/natural field |  |  |  | yes |  |  | Samples were harvested every year during August from 1997 to 2010. |  |  | yes | yes |  |  | TP and SRP outflow loading rate was calculated as the difference between their respective inflow and retention loading rates
172 | 163 | Oliver, N., Martín, M., Gargallo, S., Hernández-Crespo, C. | 2017 | Tancat de la Pipa FGCW |  | 2009-2012 | 3 | Spain | 39.364 | -0.341 |  |  |  | BSk |  |  | Albufera de València Lake |  | Biweekly/Monthly | 304 | point | 2009-2012 |  | No | [17 empty] | Yes | Yes | No |  | 6.91-8.2 | Daily | 2009-2012 | V-notch weir | [6 empty] | 12.48 | 5.33 | 7.15 | 55 |  | 306 | 3.87 | 0.98 | 2.89 | 71 |  |  |  |  | 3 | 3 | 0.18 | 0.08 | 0.25 |  | Emergent |  |  |  | 74.4 | 7-58 | [6 empty] | Rice field |  |  |  | Yes |  | Intense rainfall events normally occurred in winter and autumn |  |  |  | Yes | Yes |  |  | TP and SRP outflow loading rates were calculated as the difference between their respective inflow and retention loading rates.
173 | 164 | Pietro, K.C, Ivanoff, D. | 2015 | STA-2 FW1 |  | 2002-2012 | 11 | USA/Florida | 26.3973 | -80.5243 |  |  |  | Aw |  |  | Agricultural | Precipitation driven | Weekly |  | composite and point | 2002-2012 |  | No | 0.092 | 0.015 | 83.7 | Flow weighted mean | [6 empty] | 0.062 | 0.006 | 91 |  |  |  |  | No | Yes | Yes |  |  | Daily | 2002-2012 | [6 empty] | No | 0.85 | 0.102 | 0.748 | 88 | [10 empty] | 7450000 | [5 empty] | 0 | 1.5 | Emergent treatment cell | Emergent |  | 95 |  | 72 to 696 | 9.23 |  |  |  | not lined | Peat based |  | Mixed - unfarmed and arable | yes | [5 empty] | proactive and reactive management |  | 1 | Yes | TP outflow loading rate was calculated as the difference between TP inflow and retention loading rates
174 | 164 | Pietro, K.C, Ivanoff, D. | 2015 | STA-2 FW2 |  | 2002-2012 | 11 | USA/Florida | 26.3973 | -80.5243 |  |  |  | Aw |  |  | Agricultural | Precipitation driven | Weekly |  | composite and point | 2002-2012 |  | No | 0.114 | 0.032 | 71.93 | Flow weighted mean | [6 empty] | 0.078 | 0.014 | 82 |  |  |  |  | No | Yes | Yes |  |  | Daily | 2002-2012 | [6 empty] | No | 1.55 | 0.4 | 1.15 | 74 | [10 empty] | 9600000 | [5 empty] | 0 | 1.5 | Emergent and submerged treatment cell | Emergent | Submerged | 63 |  | 168 to 384 | 13.5 |  |  |  | not lined | Peat based |  | Mixed - unfarmed and arable | yes | [5 empty] | proactive and reactive management |  | 1 | Yes | TP outflow loading rate was calculated as the difference between TP inflow and retention loading rates
175 | 164 | Pietro, K.C, Ivanoff, D. | 2015 | STA-2 FW3 |  | 2002-2012 | 11 | USA/Florida | 26.3973 | -80.5243 |  |  |  | Aw |  |  | Agricultural | Precipitation driven | Weekly |  | composite and point | 2002-2012 |  | No | 0.091 | 0.017 | 81.32 | Flow weighted mean | [6 empty] | 0.068 | 0.005 | 93 |  |  |  |  | No | Yes | Yes |  |  | Daily | 2002-2012 | [6 empty] | No | 1.25 | 0.22 | 1.03 | 82 | [10 empty] | 9290000 | [5 empty] | 0 | 1.5 | Emergent and submerged treatment cell | Emergent | Submerged | 30 |  | 144 to 360 | 13.8 |  |  |  | not lined | Peat based |  | Mixed - unfarmed and arable | yes | [5 empty] | proactive and reactive management |  | 1 | Yes | TP outflow loading rate was calculated as the difference between TP inflow and retention loading rates
176 | 164 | Pietro, K.C, Ivanoff, D. | 2015 | STA-3/4 FW1 |  | 2006-2012 | 7 | USA/Florida | 26.3663 | -80.6387 |  |  |  | Aw |  |  | Agricultural | Precipitation driven | Weekly |  | composite and point | 2006-2012 |  | No | 0.102 | 0.018 | 82.35 | Flow weighted mean | [6 empty] | 0.052 | 0.004 | 92 |  |  |  |  | No | Yes | Yes |  |  | Daily | 2006-2012 | [6 empty] | No | 0.78 | 0.156 | 0.624 | 80 | [10 empty] | 26210000 | [5 empty] | 0 | 1.5 | Emergent and submerged treatment cell | Emergent | Submerged |  |  | 120 to 672 | 7.67 |  |  |  | not lined | Peat based |  | Agriculture | yes |  |  |  | Herbicide |  | proactive and reactive management |  |  | Yes | TP outflow loading rate was calculated as the difference between TP inflow and retention loading rates
177 | 164 | Pietro, K.C, Ivanoff, D. | 2015 | STA-3/4 FW2 |  | 2006-2012 | 7 | USA/Florida | 26.3663 | -80.6387 |  |  |  | Aw |  |  | Agricultural | Precipitation driven | Weekly |  | composite and point | 2006-2012 |  | No | 0.085 | 0.021 | 75.29 | Flow weighted mean | [6 empty] | 0.04 | 0.003 | 93 |  |  |  |  | No | Yes | Yes |  |  | Daily | 2006-2012 | [6 empty] | No | 0.67 | 0.167 | 0.503 | 75 | [10 empty] | 21630000 | [5 empty] | 0 | 1.5 | Emergent and submerged treatment cell | Emergent | Submerged |  |  | 72 to 1320 | 7.88 |  |  |  | not lined | Peat based |  | Agriculture | yes |  |  |  | Herbicide |  | proactive and reactive management |  |  | Yes | TP outflow loading rate was calculated as the difference between TP inflow and retention loading rates
178 | 164 | Pietro, K.C, Ivanoff, D. | 2015 | STA-3/4 FW3 |  | 2006-2012 | 7 | USA/Florida | 26.3663 | -80.6387 |  |  |  | Aw |  |  | Agricultural | Precipitation driven | Weekly |  | composite and point | 2006-2012 |  | No | 0.069 | 0.016 | 76.81 | Flow weighted mean | [6 empty] | 0.034 | 0.002 | 94 |  |  |  |  | No | Yes | Yes |  |  | Daily | 2006-2012 | [6 empty] | No | 0.61 | 0.14 | 0.47 | 77 | [10 empty] | 18210000 | [5 empty] | 0 | 1.5 | Emergent and submerged treatment cell | Emergent | Submerged |  |  | 288 to 432 | 8.83 |  |  |  | not lined | Peat based |  | Agriculture | yes |  |  |  | Herbicide |  | proactive and reactive management |  |  | Yes | TP outflow loading rate was calculated as the difference between TP inflow and retention loading rates
198 | 177 | Tunçsiper, B. | 2019 | Kizilca creek FWSCW |  | 2014-2016 |  | Türkiye | 37.94 | 34.654 |  |  |  |  | Full-scale | 0 | Kizilca creek |  | Biweekly/monthly |  | composite | 2014-2016 |  | No | 5.4 | 3.8 | 29.63 | Mean |  |  | 2.5 |  |  | 2 | [7 empty] | No | Yes | No | 7.29 | 7.6 |  |  |  | 613200 |  | 571225 |  |  | No | 1387 |  | 255.5 | 21 | [15 empty] | Emergent vegetation treatment cell | Emergent |  |  |  | 256.8 | 1752 | [20 empty] | TP concentration retention efficiency was calculated using (In - Out / In) *100.
199 | 178 | Ulén, B., Geranmayeh, P., Blomberg, M., Bieroza, M. | 2019 | Bergaholm CW |  | 2012-2014 | 1 | Sweden | 59.234 | 17.712 |  | 6.8 | 593 | Dfb |  |  | Agriculture | Precipitation driven | Biweekly |  | composite | 2012-2014 |  | No | [17 empty] | Yes | Yes | No |  |  | Hourly | 2012-2014 | V-notch weir | [5 empty] | No |  |  |  | 36 | [7 empty] | 800 | 25.6 | 0.3 |  |  |  | 0.3 | 1 | Deep pool and shallow vegetated areas | Emergent |  |  |  | 3.75 |  | 14 |  |  |  | Clay | [7 empty] | Autumn 2012 was a wet period, however Autumn 2013 had low runoff. Winter 2013 was wetter than Winter 2012.
201 | 185 | Waara, S., Wojciechowska, E. | 2019 | Atleverket CW |  | 2003-2012 | 10 | Sweden | 59.214 | 15.212 |  |  | 500-700 |  |  |  | Pre-treated landfill leachate |  | Monthly |  | composite | 2003-2012 |  | No | 3.5 | 5 | 98.5 | Median | [13 empty] | Yes | Yes | No | 7.8 | 8.1 | Daily | 2003-2012 |  | 27507-84095 |  | 34296-102816 |  |  | No |  |  |  | 98.1 | [7 empty] | 80000 | [5 empty] | 0.4 |  | Sediment traps and shallow vegetated ponds | [9 empty] | not lined | Moraine
215 | 199 | Zhang, Y., Cui, L., Li, W., Zhang, M., Zhao, X., Wang, Y. | 2014 | Beijing Wildlife Rescue and Rehabilitation Center FWSCW |  | 2008-2010 | 3 | China | 40.104 | 116.71 | [8 empty] | Biweekly |  |  | 2008-2010 |  | No | 0.22 | 0.03 | 86.36 | Mean | [13 empty] | Yes | Yes | No | 8.09 | 6.96 | [11 empty] | 105.85 | [8 empty] | 940 |  |  |  | 9 |  | 0.65 | 1.45 | Vegetated deep and shallow cells | Emergent |  |  |  | 417.2 | [5 empty] | Sandy | [5 empty] | yes |  |  | no | [6 empty] | TP concentration retention efficiency was calculated using values for (In - Out / In) *100
216 | 200 | Zhao, H., Piccone, T. | 2020 | STA-2 FW1 |  | 2002-2017 | 16 | USA/Florida | 26.3973 | -80.5243 |  |  |  | Aw |  |  | Agriculture | Precipitation driven |  |  |  | 2002-2017 |  | No | 0.092 | 0.013 | 85 | Flow weighted mean | [13 empty] | No | No | No |  |  | Daily | 2002-2017 |  | 81000000 |  | 81000000 |  |  |  | 0.91 | 0.13 | 0.78 | 85 | 30 | [6 empty] | 7450000 |  |  |  |  | 0.37 |  |  | Emergent vegetation treatment cell | Emergent |  |  |  | 384 | 9.49 | [12 empty] | Storms and other rainfall events during the wet season result in substantially higher compared to the dry season | [7 empty] | TP outflow loading rates were calculated as the difference between TP inflow and retention loading rates
217 | 200 | Zhao, H., Piccone, T. | 2020 | STA-2 FW2 |  | 2002-2017 | 16 | USA/Florida | 26.3973 | -80.5243 |  |  |  | Aw |  |  | Agriculture | Precipitation driven |  |  |  | 2002-2017 |  | No | 0.104 | 0.027 | 75 | Flow weighted mean | [13 empty] | No | No | No |  |  | Daily | 2002-2017 |  | 155000000 |  | 142000000 |  |  |  | 1.57 | 0.37 | 1.2 | 76 | 26 | [6 empty] | 9600000 |  |  |  |  | 0.52 |  |  | Emergent and submerged vegetation treatment cell | Emergent | Submerged |  |  | 360 | 14.6 | [12 empty] | Storms and other rainfall events during the wet season result in substantially higher compared to the dry season | [7 empty] | TP outflow loading rates were calculated as the difference between TP inflow and retention loading rates
218 | 200 | Zhao, H., Piccone, T. | 2020 | STA-2 FW3 |  | 2002-2017 | 16 | USA/Florida | 26.3973 | -80.5243 |  |  |  | Aw |  |  | Agriculture | Precipitation driven |  |  |  | 2002-2017 |  | No | 0.094 | 0.018 | 81 | Flow weighted mean | [13 empty] | No | No | No |  |  | Daily | 2002-2017 |  | 145000000 |  | 150000000 |  |  |  | 1.29 | 0.26 | 1.03 | 80 | 30 | [6 empty] | 9290000 |  |  |  |  | 0.55 |  |  | Submerged vegetation treatment cell | Submerged |  |  |  | 360 | 14.235 | [12 empty] | Storms and other rainfall events during the wet season result in substantially higher compared to the dry season | [7 empty] | TP outflow loading rates were calculated as the difference between TP inflow and retention loading rates
219 | 200 | Zhao, H., Piccone, T. | 2020 | STA-3/4 FW1 |  | 2006-2017 | 12 | USA/Florida | 26.3663 | -80.6387 |  |  |  | Aw |  |  | Agriculture | Precipitation driven |  |  |  | 2006-2017 |  | No | 0.082 | 0.016 | 81 | Flow weighted mean | [13 empty] | No | No | No |  |  | Daily | 2006-2017 |  | 254000000 |  | 258000000 |  |  |  | 0.77 | 0.17 | 0.6 | 75 | 19 | [6 empty] | 26210000 |  |  |  | 2 | 0.55 |  |  | Emergent and submerged vegetation treatment cell | Emergent | Submerged |  |  | 696 | 8.395 | [12 empty] | Storms and other rainfall events during the wet season result in substantially higher compared to the dry season | [7 empty] | TP outflow loading rates were calculated as the difference between TP inflow and retention loading rates
220 | 200 | Zhao, H., Piccone, T. | 2020 | STA-3/4 FW1 Cell 1A |  | 2006-2017 | 12 | USA/Florida | 26.3663 | -80.6387 |  |  |  | Aw |  |  | Agriculture | Precipitation driven |  |  |  | 2006-2017 |  | No | 0.082 | 0.032 | 61 | Flow weighted mean | [13 empty] | No | No | No |  |  | Daily | 2006-2017 |  | 235000000 |  | 248000000 |  |  |  | 1.61 | 0.71 | 0.9 | 56 | 22 | [6 empty] | 12220000 |  |  |  | 1 | 0.61 |  |  | Emergent vegetation treatment cell | Emergent |  |  |  | 336 | 17.885 | [12 empty] | Storms and other rainfall events during the wet season result in substantially higher compared to the dry season | [7 empty] | TP outflow loading rates were calculated as the difference between TP inflow and retention loading rates
221 | 200 | Zhao, H., Piccone, T. | 2020 | STA-3/4 FW1 Cell 1B |  | 2006-2017 | 12 | USA/Florida | 26.3663 | -80.6387 |  |  |  | Aw |  |  | Agriculture | Precipitation driven |  |  |  | 2006-2017 |  | No | 0.032 | 0.016 | 50 | Flow weighted mean | [13 empty] | No | No | No |  |  | Daily | 2006-2017 |  | 245000000 |  | 236000000 |  |  |  | 0.61 | 0.26 | 0.35 | 54 | 14 | [6 empty] | 13990000 |  |  |  | 1 | 0.49 |  |  | Emergent and submerged vegetation treatment cell | Emergent | Submerged |  |  | 336 | 16.06 | [12 empty] | Storms and other rainfall events during the wet season result in substantially higher compared to the dry season | [7 empty] | TP outflow loading rates were calculated as the difference between TP inflow and retention loading rates
222 | 200 | Zhao, H., Piccone, T. | 2020 | STA-3/4 FW2 |  | 2006-2017 | 12 | USA/Florida | 26.3663 | -80.6387 |  |  |  | Aw |  |  | Agriculture | Precipitation driven |  |  |  | 2006-2017 |  | No | 0.065 | 0.019 | 71 | Flow weighted mean | [13 empty] | No | No | No |  |  | Daily | 2006-2017 |  | 208000000 |  | 199000000 |  |  |  | 0.64 | 0.2 | 0.44 | 64 | 14 | [6 empty] | 21650000 |  |  |  | 2 | 0.55 |  |  | Emergent and submerged vegetation treatment cell | Emergent | Submerged |  |  | 672 | 8.03 | [12 empty] | Storms and other rainfall events during the wet season result in substantially higher compared to the dry season | [7 empty] | TP outflow loading rates were calculated as the difference between TP inflow and retention loading rates
223 | 200 | Zhao, H., Piccone, T. | 2020 | STA-3/4 FW2 Cell 2A |  | 2006-2017 | 12 | USA/Florida | 26.3663 | -80.6387 |  |  |  | Aw |  |  | Agriculture | Precipitation driven |  |  |  | 2006-2017 |  | No | 0.065 | 0.022 | 66 | Flow weighted mean | [13 empty] | No | No | No |  |  | Daily | 2006-2017 |  | 192000000 |  | 177000000 |  |  |  | 1.31 | 0.42 | 0.89 | 71 | 25 | [6 empty] | 10140000 |  |  |  | 1 | 0.61 |  |  | Emergent vegetation treatment cell | Emergent |  |  |  | 360 | 17.52 | [12 empty] | Storms and other rainfall events during the wet season result in substantially higher compared to the dry season | [7 empty] | TP outflow loading rates were calculated as the difference between TP inflow and retention loading rates
224 | 200 | Zhao, H., Piccone, T. | 2020 | STA-3/4 FW2 Cell 2B |  | 2006-2017 | 12 | USA/Florida | 26.3663 | -80.6387 |  |  |  | Aw |  |  | Agriculture | Precipitation driven |  |  |  | 2006-2017 |  | No | 0.022 | 0.019 | 15 | Flow weighted mean | [13 empty] | No | No | No |  |  | Daily | 2006-2017 |  | 167000000 |  | 184000000 |  |  |  | 0.41 | 0.28 | 0.13 | 17 | 3 | [6 empty] | 11510000 |  |  |  | 1 | 0.49 |  |  | Emergent and submerged vegetation treatment cell | Emergent | Submerged |  |  | 312 | 13.87 | [12 empty] | Storms and other rainfall events during the wet season result in substantially higher compared to the dry season | [7 empty] | TP outflow loading rates were calculated as the difference between TP inflow and retention loading rates
225 | 200 | Zhao, H., Piccone, T. | 2020 | STA-3/4 FW3 |  | 2009-2017 | 9 | USA/Florida | 26.3663 | -80.6387 |  |  |  | Aw |  |  | Agriculture | Precipitation driven |  |  |  | 2009-2017 |  | No | 0.064 | 0.015 | 77 | Flow weighted mean | [13 empty] | No | No | No |  |  | Daily | 2009-2017 |  | 230000000 |  | 213000000 |  |  |  | 0.71 | 0.15 | 0.56 | 78 | 22 | [6 empty] | 18220000 |  |  |  | 2 | 0.49 |  |  | Emergent and submerged vegetation treatment cell | Emergent | Submerged |  |  | 432 | 10.95 | [12 empty] | Storms and other rainfall events during the wet season result in substantially higher compared to the dry season | [7 empty] | TP outflow loading rates were calculated as the difference between TP inflow and retention loading rates
226 | 200 | Zhao, H., Piccone, T. | 2020 | STA-3/4 FW3 Cell 3A |  | 2009-2017 | 9 | USA/Florida | 26.3663 | -80.6387 |  |  |  | Aw |  |  | Agriculture | Precipitation driven |  |  |  | 2009-2017 |  | No | 0.055 | 0.023 | 58 | Flow weighted mean | [13 empty] | No | No | No |  |  | Daily | 2009-2017 |  | 241000000 |  | 230000000 |  |  |  | 1.34 | 0.53 | 0.81 | 59 | 25 | [6 empty] | 9770000 |  |  |  | 1 | 0.55 |  |  | Emergent vegetation treatment cell | Emergent |  |  |  | 240 | 22.995 | [12 empty] | Storms and other rainfall events during the wet season result in substantially higher compared to the dry season | [7 empty] | TP outflow loading rates were calculated as the difference between TP inflow and retention loading rates
227 | 200 | Zhao, H., Piccone, T. | 2020 | STA-3/4 FW3 Cell 3B |  | 2009-2017 | 9 | USA/Florida | 26.3663 | -80.6387 |  |  |  | Aw |  |  | Agriculture | Precipitation driven |  |  |  | 2009-2017 |  | No | 0.023 | 0.013 | 45 | Flow weighted mean | [13 empty] | No | No | No |  |  | Daily | 2009-2017 |  | 226000000 |  | 225000000 |  |  |  | 0.66 | 0.33 | 0.33 | 47 | 21 | [6 empty] | 8450000 |  |  |  | 1 | 0.46 |  |  | Emergent and submerged vegetation treatment cell | Emergent | Submerged |  |  | 168 | 25.185 | [12 empty] | Storms and other rainfall events during the wet season result in substantially higher compared to the dry season | [7 empty] | TP outflow loading rates were calculated as the difference between TP inflow and retention loading rates
228 | 202 | Zheng, Y., Wang, X., Dzakpasu, M., Zhao, Y., Ngo, H.H., Guo, W., Ge, Y., Xiong, J. | 2016 | Zaohe River FWS |  | 2010-2012 | 2 | China/Shaanxi | 34.382 | 108.851 |  |  |  |  | Pilot-scale | 0 | Zaohe River | Continuous | Weekly |  | point | 2010-2012 |  | No | 3.6 | 1.6 | 55.56 | Mean |  |  | 0.1 |  |  | 0.1 | 1.6 | 1.1 | 31.3 |  |  | 0.1 | 0.1 | Yes | Yes | No |  |  |  | 2010-2012 | Based on pump time | 32850 |  |  |  |  | No | 124.4 | 53.8 | 70.6 | 56.75 |  |  | 55.3 | 37.7 | 17.6 | 31.82 |  | 900 |  |  |  |  | 0.4 |  |  | Shallow emergent vegetation pools | Emergent |  |  |  |  | 36.5 | 2.25 |  |  | Polyethylene | Sand | [8 empty] | Vegetation harvested every year in November | [6 empty] | TP and SRP concentration retention efficiencies were calculated using their respective values for (In - Out / In) *100. TP and SRP outflow loading rates were calculated as the difference between their respective values for inflow and retention loading rates. TP and SRP load retention efficiencies were calculated using their respective values for (Retention load/ Inflow load) * 100.
30 | 217 | Dalsgaard, J., von Ahnen, M., Pedersen, P.B. | 2021 | Trout Farm CW |  | 2017-2018 | 1 | Denmark | [7 empty] | 120 | Trout farm | Continuous | Biweekly |  | composite | 2017-2018 |  | No | [17 empty] | Yes | Yes | No |  |  |  | 2017-2018 |  | 1324512 | [5 empty] | 0.38 | 0.22 | 0.16 | 42.11 |  |  | 0.24 | 0.195 | 0.045 | 18.75 |  | 7510 |  |  |  |  | 0.8 |  |  | Channelised vegetated wetland | Emergent | Floating |  |  | 41.3 | 178.85 | [6 empty] | Fish farm | [5 empty] | Drought resulted in decreased inflow rates during the summer period. | [7 empty] | TP and SRP outflow loading rates were calculated as the difference between their respective inflow and retention loading rates. TP and SRP load retention efficiencies were calculated using their respective values for (Retention / Inflow ) * 100
36 | 223 | El Hanandeh, A., Akrami, K. | 2023 | Cedar Grove CW |  | 2020-2022 | 1 | Austrailia | -27.845 | 152.963 |  |  |  | Cfa |  | 4 | WwTW |  | Weekly |  |  | 2020-2022 |  | No | 0.14 | 0.21 | -40.5 | Mean |  |  | 0.4 |  |  | 0.17 | 0.11 | 0.17 | -56.4 |  |  | 0.13 | 0.15 | Yes | Yes | No | 7.08 | 7.25 |  | 2020-2022 |  | 1204500 |  |  |  |  | no |  |  |  | -2.44 |  | -1.76 | [5 empty] | 72700 |  |  | 3 | 8 |  | 10 | 24 | 3 parallel trains containing 2 or 3 shallow vegetated pools. | Emergent |  |  |  | 747 | 4.53 |  |  |  | Compacted clay | Gravel/sand | [5 empty] | yes |  | Summer months had significantly less rainfall than other months | Harvesting is not practiced, but vegetation was collected for analysis in March 2021 and again 12 weeks later. There is about 94.59 kg above ground biomass in the wetland. | [6 empty] | Calculated TP retention (kg/year) from difference between input and output load, then calculated TP load retention efficiency using (Retention / Inflow ) * 100
115 | 239 | Krzeminska, D., Blankenberg, A.-G.B., Bechmann, M., Deelstra, J. (includes Krzeminska, D., Blankenberg, A.-G.B., Bechmann, M., Deelstra, J. Ref ID No: 240) | 2023 | Skuterud CW |  | 2003-2021 | 18 | Norway |  |  |  | 6.4 | 952 |  |  |  | Agriculture | Precipitation driven | Biweekly |  | composite | 2003-2021 |  | No | [17 empty] | No | Yes | No |  |  | Continuous | 2003-2021 | Weir | [8 empty] | 125 | 22 |  | 287.34 | [5 empty] | 2300 | 450 | 0.05 |  |  |  | 0.5 | 1.5 | Deep sedimentation pond and shallow emergent vegetation pools | Emergent |  |  |  | 4.5-5 | [7 empty] | Stream | [6 empty] | Vegetation was removed in February 2011 and 2020 due to sediment dredging | Sediment was removed in February 2005, 2011 and 2020 | [5 empty] | Data is available on request. This would provide greater insights into the 18 year dataset.
165 | 254 | Nsenga Kumwimba, M., Dzakpasu, M., Xinzhu, L., Wang, W., Jie, Z., Bao, L., Su, J., Li, X. | 2021 | Qingshui ISFCW |  | 2018-2019 | 1 | China/Hebei |  |  |  | 15.3 | 406 |  | Field-scale |  | WwTW | Precipitation driven | Weeky/Biweekly |  | point | 2018-2019 | Same time | No | 0.92 | 0.46 | 50 | Mean |  |  | 0.24 |  |  | 0.22 | 0.53 | 0.27 | 53.3 |  |  |  |  | Yes | Yes | Yes | 6.91 | 7.6 | Weekly/biweekly | 2018-2019 | Flow meter | [5 empty] | No |  |  | 156.95 | [5 empty] | 131.4 |  |  | 1680 | 170000 | 0.019 | 3 | 3 |  | 0.37 | 0.42 | Vegetated sedimentation pond, biogeochemical barrier and vegetated wetland unit | Emergent | Floating |  |  | 4.6 | [6 empty] | >671 | [7 empty] | Vegetation biomass collected (0.25m2 quadrats, 6 replicates) for the study in June 2019.
179 | 262 | Pu, Y., Li, Y., Zhu, L., Cheng, Y., Nuamah, L.A., Zhang, H., Chen, H., Du, G., Wang, L., Song, C. | 2023 | Mangshe River IMCW-P |  | 2013-2018 | 6 | China/Jiangsu | 33.34 | 120.035 |  |  |  | Cfa | Full-scale |  |  |  | Biweekly |  |  | 2013-2018 |  | No | 0.223 | 0.111 | 50.22 | Mean | 0.07 | 0.346 |  | 0.0338 | 0.198 | [8 empty] | Yes | Yes | No |  |  | Daily | 2013-2018 | Based on pump time | [5 empty] | No | 11.98 | 6.73 | 5.25 | 43.82 | [7 empty] | 2030000 | [7 empty] | Sedimentation tank, emergent wetland, submergent wetland and storage pond | Emergent | Submerged |  |  | 494 | 51.28 | [20 empty] | TP concentration retention efficiency was calculated using their respective values for (In - Out / In) *100. TP outflow loading rate was calculated as the difference between TP inflow and retention loading rates. TP load retention efficiency was calculated using (Retention load/ Inflow load) * 100. Accessed HRT and HLR data from supplementary data.
202 | 290 | Zamorano, M.F., Piccone, T., Chimney, M.J., James, R.T., Grace, K.A., Zhao, H. | 2023 | STA-3/4 PTSA |  | 2007-2008 | 1 | USA/Florida | [5 empty] | Aw |  |  | Agriculture | Precipitation driven | Weekly |  | composite | 2007-2008 |  | No | 0.027 | 0.012 | 56 | Flow weighted mean | [13 empty] | No | Yes | Yes |  |  | Daily | 2007-2008 | Calibrated culvert and pump rating curves | 3600000 |  | 6400000 |  |  |  | 0.24 | 0.192 | 0.048 | 20 | 0.048 | [6 empty] | 400000 |  |  |  | 1 | 0.47 |  |  | Shallow periphyton vegetation treatment cell | Periphyton |  |  |  | 139.2 | 8.86 |  |  |  | not lined |  | <300 | Agriculture | [5 empty] | Seepage represented 36% of inflow volume | [7 empty] | TP outflow loading rates were calculated using (outflow concentration x flow at outflow)/wetland area. TP retention rates were calculated as the difference between inflow and outflow loading rates. TP retention efficiency was calculated using (retention load/inflow load)*100
203 | 290 | Zamorano, M.F., Piccone, T., Chimney, M.J., James, R.T., Grace, K.A., Zhao, H. | 2023 | STA-3/4 PTSA |  | 2008-2009 | 1 | USA/Florida | [5 empty] | Aw |  |  | Agriculture | Precipitation driven | Weekly |  | composite | 2008-2009 |  | No | 0.014 | 0.008 | 43 | Flow weighted mean | [13 empty] | No | Yes | Yes |  |  | Daily | 2008-2009 | Calibrated culvert and pump rating curves | 4100000 |  | 7500000 |  |  |  | 0.14 | 0.15 | -0.01 | -7.1429 | -0.01 | [6 empty] | 400000 |  |  |  | 1 | 0.47 |  |  | Shallow periphyton vegetation treatment cell | Periphyton |  |  |  | 141.6 | 10.08 |  |  |  | not lined |  | <300 | Agriculture | [5 empty] | Seepage represented 32% of inflow volume | [7 empty] | TP outflow loading rates were calculated using (outflow concentration x flow at outflow)/wetland area. TP retention rates were calculated as the difference between inflow and outflow loading rates. TP retention efficiency was calculated using (retention load/inflow load)*100
204 | 290 | Zamorano, M.F., Piccone, T., Chimney, M.J., James, R.T., Grace, K.A., Zhao, H. | 2023 | STA-3/4 PTSA |  | 2009-2010 | 1 | USA/Florida | [5 empty] | Aw |  |  | Agriculture | Precipitation driven | Weekly |  | composite | 2009-2010 |  | No | 0.02 | 0.01 | 50 | Flow weighted mean | [13 empty] | No | Yes | Yes |  |  | Daily | 2009-2010 | Calibrated culvert and pump rating curves | 8700000 |  | 12400000 |  |  |  | 0.42 | 0.31 | 0.11 | 26.1905 | 0.11 | [6 empty] | 400000 |  |  |  | 1 | 0.47 |  |  | Shallow periphyton vegetation treatment cell | Periphyton |  |  |  | 148.8 | 21.14 |  |  |  | not lined |  | <300 | Agriculture | [5 empty] | Seepage represented 22% of inflow volume | [7 empty] | TP outflow loading rates were calculated using (outflow concentration x flow at outflow)/wetland area. TP retention rates were calculated as the difference between inflow and outflow loading rates. TP retention efficiency was calculated using (retention load/inflow load)*100
205 | 290 | Zamorano, M.F., Piccone, T., Chimney, M.J., James, R.T., Grace, K.A., Zhao, H. | 2023 | STA-3/4 PTSA |  | 2010-2011 | 1 | USA/Florida | [5 empty] | Aw |  |  | Agriculture | Precipitation driven | Weekly |  | composite | 2010-2011 |  | No | 0.018 | 0.011 | 39 | Flow weighted mean | [13 empty] | No | Yes | Yes |  |  | Daily | 2010-2011 | Calibrated culvert and pump rating curves | 3900000 |  | 4900000 |  |  |  | 0.17 | 0.13475 | 0.03525 | 20.7353 | 0.03525 | [6 empty] | 400000 |  |  |  | 1 | 0.47 |  |  | Shallow periphyton vegetation treatment cell | Periphyton |  |  |  | 160.8 | 9.7 |  |  |  | not lined |  | <300 | Agriculture | [5 empty] | Seepage represented 17% of inflow volume | [7 empty] | TP outflow loading rates were calculated using (outflow concentration x flow at outflow)/wetland area. TP retention rates were calculated as the difference between inflow and outflow loading rates. TP retention efficiency was calculated using (retention load/inflow load)*100
206 | 290 | Zamorano, M.F., Piccone, T., Chimney, M.J., James, R.T., Grace, K.A., Zhao, H. | 2023 | STA-3/4 PTSA |  | 2011-2012 | 1 | USA/Florida | [5 empty] | Aw |  |  | Agriculture | Precipitation driven | Weekly |  | composite | 2011-2012 |  | No | 0.017 | 0.012 | 29 | Flow weighted mean | [13 empty] | No | Yes | Yes |  |  | Daily | 2011-2012 | Calibrated culvert and pump rating curves | 9200000 |  | 11900000 |  |  |  | 0.39 | 0.357 | 0.033 | 8.4615 | 0.033 | [6 empty] | 400000 |  |  |  | 1 | 0.47 |  |  | Shallow periphyton vegetation treatment cell | Periphyton |  |  |  | 105.6 | 22.53 |  |  |  | not lined |  | <300 | Agriculture | [5 empty] | Seepage represented 20% of inflow volume | [7 empty] | TP outflow loading rates were calculated using (outflow concentration x flow at outflow)/wetland area. TP retention rates were calculated as the difference between inflow and outflow loading rates. TP retention efficiency was calculated using (retention load/inflow load)*100
207 | 290 | Zamorano, M.F., Piccone, T., Chimney, M.J., James, R.T., Grace, K.A., Zhao, H. | 2023 | STA-3/4 PTSA |  | 2012-2013 | 1 | USA/Florida | [5 empty] | Aw |  |  | Agriculture | Precipitation driven | Weekly |  | composite | 2012-2013 |  | No | 0.016 | 0.011 | 21 | Flow weighted mean | [13 empty] | No | Yes | Yes |  |  | Daily | 2012-2013 | Calibrated culvert and pump rating curves | 11500000 |  | 13800000 |  |  |  | 0.45 | 0.3795 | 0.0705 | 15.6667 | 0.0705 | [6 empty] | 400000 |  |  |  | 1 | 0.47 |  |  | Shallow periphyton vegetation treatment cell | Periphyton |  |  |  | 122.4 | 28.11 |  |  |  | not lined |  | <300 | Agriculture | [5 empty] | Seepage represented 20% of inflow volume | [7 empty] | TP outflow loading rates were calculated using (outflow concentration x flow at outflow)/wetland area. TP retention rates were calculated as the difference between inflow and outflow loading rates. TP retention efficiency was calculated using (retention load/inflow load)*100
208 | 290 | Zamorano, M.F., Piccone, T., Chimney, M.J., James, R.T., Grace, K.A., Zhao, H. | 2023 | STA-3/4 PTSA |  | 2013-2014 | 1 | USA/Florida | [5 empty] | Aw |  |  | Agriculture | Precipitation driven | Weekly |  | composite | 2013-2014 |  | No | 0.024 | 0.013 | 46 | Flow weighted mean | [13 empty] | No | Yes | Yes |  |  | Daily | 2013-2014 | Calibrated culvert and pump rating curves | 5000000 |  | 4700000 |  |  |  | 0.29 | 0.15275 | 0.13725 | 47.3276 | 0.13725 | [6 empty] | 400000 |  |  |  | 1 | 0.56 |  |  | Shallow periphyton vegetation treatment cell | Periphyton |  |  |  | 400.8 | 12.05 |  |  |  | not lined |  | <300 | Agriculture | [5 empty] | Seepage represented 4% of inflow volume | [7 empty] | TP outflow loading rates were calculated using (outflow concentration x flow at outflow)/wetland area. TP retention rates were calculated as the difference between inflow and outflow loading rates. TP retention efficiency was calculated using (retention load/inflow load)*100
209 | 290 | Zamorano, M.F., Piccone, T., Chimney, M.J., James, R.T., Grace, K.A., Zhao, H. | 2023 | STA-3/4 PTSA |  | 2014-2015 | 1 | USA/Florida | [5 empty] | Aw |  |  | Agriculture | Precipitation driven | Weekly |  | composite | 2014-2015 |  | No | 0.016 | 0.011 | 31 | Flow weighted mean | [13 empty] | No | Yes | Yes |  |  | Daily | 2014-2015 | Calibrated culvert and pump rating curves | 8600000 |  | 9100000 |  |  |  | 0.33 | 0.25025 | 0.07975 | 24.1667 | 0.07975 | [6 empty] | 400000 |  |  |  | 1 | 0.56 |  |  | Shallow periphyton vegetation treatment cell | Periphyton |  |  |  | 225.6 | 21.17 |  |  |  | not lined |  | <300 | Agriculture | [5 empty] | Seepage represented 9% of inflow volume | [7 empty] | TP outflow loading rates were calculated using (outflow concentration x flow at outflow)/wetland area. TP retention rates were calculated as the difference between inflow and outflow loading rates. TP retention efficiency was calculated using (retention load/inflow load)*100
210 | 290 | Zamorano, M.F., Piccone, T., Chimney, M.J., James, R.T., Grace, K.A., Zhao, H. | 2023 | STA-3/4 PTSA |  | 2015-2016 | 1 | USA/Florida | [5 empty] | Aw |  |  | Agriculture | Precipitation driven | Weekly |  | composite | 2015-2016 |  | No | 0.011 | 0.009 | 18 | Flow weighted mean | [13 empty] | No | Yes | Yes |  |  | Daily | 2015-2016 | Calibrated culvert and pump rating curves | 10200000 |  | 12900000 |  |  |  | 0.27 | 0.29025 | -0.02025 | -7.5 | -0.02025 | [6 empty] | 400000 |  |  |  | 1 | 0.56 |  |  | Shallow periphyton vegetation treatment cell | Periphyton |  |  |  | 175.2 | 25.25 |  |  |  | not lined |  | <300 | Agriculture | [5 empty] | Seepage represented 12% of inflow volume | [7 empty] | TP outflow loading rates were calculated using (outflow concentration x flow at outflow)/wetland area. TP retention rates were calculated as the difference between inflow and outflow loading rates. TP retention efficiency was calculated using (retention load/inflow load)*100
211 | 290 | Zamorano, M.F., Piccone, T., Chimney, M.J., James, R.T., Grace, K.A., Zhao, H. | 2023 | STA-3/4 PTSA |  | 2016-2017 | 1 | USA/Florida | [5 empty] | Aw |  |  | Agriculture | Precipitation driven | Weekly |  | composite | 2016-2017 |  | No | 0.01 | 0.008 | 20 | Flow weighted mean | [13 empty] | No | Yes | Yes |  |  | Daily | 2016-2017 | Calibrated culvert and pump rating curves | 8300000 |  | 6600000 |  |  |  | 0.2 | 0.132 | 0.068 | 34 | 0.068 | [6 empty] | 400000 |  |  |  | 1 | 0.66 |  |  | Shallow periphyton vegetation treatment cell | Periphyton |  |  |  | 309.6 | 20.44 |  |  |  | not lined |  | <300 | Agriculture | [5 empty] | Seepage represented 9% of inflow volume | [7 empty] | TP outflow loading rates were calculated using (outflow concentration x flow at outflow)/wetland area. TP retention rates were calculated as the difference between inflow and outflow loading rates. TP retention efficiency was calculated using (retention load/inflow load)*100
212 | 290 | Zamorano, M.F., Piccone, T., Chimney, M.J., James, R.T., Grace, K.A., Zhao, H. | 2023 | STA-3/4 PTSA |  | 2017-2018 | 1 | USA/Florida | [5 empty] | Aw |  |  | Agriculture | Precipitation driven | Weekly |  | composite | 2017-2018 |  | No | 0.01 | 0.009 | 10 | Flow weighted mean | [13 empty] | No | Yes | Yes |  |  | Daily | 2017-2018 | Calibrated culvert and pump rating curves | 7500000 |  | 11000000 |  |  |  | 0.19 | 0.2475 | -0.0575 | -30.2632 | -0.0575 | [6 empty] | 400000 |  |  |  | 1 | 0.66 |  |  | Shallow periphyton vegetation treatment cell | Periphyton |  |  |  | 252 | 18.25 |  |  |  | not lined |  | <300 | Agriculture | [5 empty] | Seepage represented 3% of outflow volume | [7 empty] | TP outflow loading rates were calculated using (outflow concentration x flow at outflow)/wetland area. TP retention rates were calculated as the difference between inflow and outflow loading rates. TP retention efficiency was calculated using (retention load/inflow load)*100
213 | 290 | Zamorano, M.F., Piccone, T., Chimney, M.J., James, R.T., Grace, K.A., Zhao, H. | 2023 | STA-3/4 PTSA |  | 2018-2019 | 1 | USA/Florida | [5 empty] | Aw |  |  | Agriculture | Precipitation driven | Weekly |  | composite | 2018-2019 |  | No | 0.012 | 0.009 | 25 | Flow weighted mean | [13 empty] | No | Yes | Yes |  |  | Daily | 2018-2019 | Calibrated culvert and pump rating curves | 6900000 |  | 3200000 |  |  |  | 0.2 | 0.072 | 0.128 | 64 | 0.128 | [6 empty] | 400000 |  |  |  | 1 | 0.66 |  |  | Shallow periphyton vegetation treatment cell | Periphyton |  |  |  | 460.8 | 17.16 |  |  |  | not lined |  | <300 | Agriculture | [5 empty] | Seepage represented 25% of outflow volume | [7 empty] | TP outflow loading rates were calculated using (outflow concentration x flow at outflow)/wetland area. TP retention rates were calculated as the difference between inflow and outflow loading rates. TP retention efficiency was calculated using (retention load/inflow load)*100
214 | 290 | Zamorano, M.F., Piccone, T., Chimney, M.J., James, R.T., Grace, K.A., Zhao, H. | 2023 | STA-3/4 PTSA |  | 2019-2020 | 1 | USA/Florida | [5 empty] | Aw |  |  | Agriculture | Precipitation driven | Weekly |  | composite | 2019-2020 |  | No | 0.011 | 0.009 | 18 | Flow weighted mean | [13 empty] | No | Yes | Yes |  |  | Daily | 2019-2020 | Calibrated culvert and pump rating curves | 7500000 |  | 7800000 |  |  |  | 0.2 | 0.1755 | 0.0245 | 12.25 | 0.0245 | [6 empty] | 400000 |  |  |  | 1 | 0.66 |  |  | Shallow periphyton vegetation treatment cell | Periphyton |  | 11.3 | 24 | 271.2 | 18.6 |  |  |  | not lined |  | <300 | Agriculture | [5 empty] | Seepage represented 3% of outflow volume | [7 empty] | TP outflow loading rates were calculated using (outflow concentration x flow at outflow)/wetland area. TP retention rates were calculated as the difference between inflow and outflow loading rates. TP retention efficiency was calculated using (retention load/inflow load)*100
34 | 306 | Dunne, E.J., Coveney, M.F., Hoge, V.R., Conrow, R., Naleway, R., Lowe, E.F., Battoe, L.E., Wang, Y | 2015 | Lake Apopka MFW |  | 2003-2012 | 9 | USA/Florida | [7 empty] | 0 | Lake Apopka |  | Weekly |  | point | 2003-2012 |  | No |  | 0.04-0.17 | [15 empty] | No | No | No |  |  | Daily | 2003-2012 | [7 empty] | 3.24 | 2.39 | 0.85 | 26 | 27 | 2600 | [5 empty] | 2760000 |  |  | 2 | 4 | 0.5 |  |  | Shallow marsh with deep pools | Emergent |  |  |  | 72-120 | 30 |  |  |  |  | Hitosol |  | Agriculture |  |  |  |  | Yes, alum was used |  | yes | yes |  | yes | yes | Chemical dosing using alum, plugging short-circuits, and contruction of dikes |  | TP outflow loading rate was calculated as the difference between inflow and retention loading rates
60 | 307 | Herskowitz, J | 1986 | Listowel Marsh 1 |  | 1980-1984 | 4 | Canada/Ontario | [5 empty] | Dfb |  |  | WwTW |  | Weekly/Biweekly |  |  | 1980-1984 |  | No | 1.1 | 0.67 | 39.09 | Mean | 0.3 | 2.4 |  |  |  |  | 0.37 | 0.39 | -5.41 | 0.005 | 1.7 |  |  | Yes | Yes | No | 7.5 |  | Continuous | 1980-1984 | V-notch weir | [6 empty] | 9.4 |  |  | 31.7 |  |  | 3.1 |  |  | -23.4 |  | 4127 |  |  |  | 3 |  |  |  | Shallow marsh, pond and channelised marsh | Emergent | Submerged | [14 empty] | yes |  | Dry summers required lowering of water depth to increase flow rate through marshes | yes, harvesting occurred once |  |  | yes | yes |  |  | TP and SRP concentration retention efficiencies are calculated using their respective values for (In - Out / In) *100
61 | 307 | Herskowitz, J | 1986 | Listowel Marsh 2 |  | 1980-1984 | 4 | Canada/Ontario | [5 empty] | Dfb |  |  | WwTW |  | Weekly/Biweekly |  |  | 1980-1984 |  | No | 1.1 | 0.76 | 30.91 | Mean | 0.3 | 2.4 |  |  |  |  | 0.37 | 0.45 | -21.62 | 0.005 | 1.7 |  |  | Yes | Yes | No | 7.5 |  | Continuous | 1980-1985 | V-notch weir | [6 empty] | 10.23 |  |  | 22.7 |  |  | 3.23 |  |  | -38 |  | 909 |  |  |  | 1 |  |  |  | Shallow marsh | Emergent | Submerged | [14 empty] | yes |  | Dry summers required lowering of water depth to increase flow rate through marshes | no |  |  | yes | yes |  |  | TP and SRP concentration retention efficiencies are calculated using their respective values for (In - Out / In) *100
62 | 307 | Herskowitz, J | 1986 | Listowel Marsh 3 |  | 1980-1984 | 4 | Canada/Ontario | [5 empty] | Dfb |  |  | WwTW |  | Weekly/Biweekly |  |  | 1980-1984 |  | No | 1.1 | 0.5 | 54.55 | Mean | 0.3 | 2.4 |  |  |  |  | 0.37 | 0.26 | 29.73 | 0.005 | 1.7 |  |  | Yes | Yes | No | 7.5 |  | Continuous | 1980-1986 | V-notch weir | [6 empty] | 7.1 |  |  | 46 |  |  | 2.2 |  |  | 9.3 |  | 1324 |  |  |  | 1 |  |  |  | Channelised marsh | Emergent | Submerged | [14 empty] | yes |  | Dry summers required lowering of water depth to increase flow rate through marshes | yes, harvesting occurred twice within the marsh channels. Removal due to harvesting was 9.6% of annual TP input |  |  | yes | yes |  |  | TP and SRP concentration retention efficiencies are calculated using their respective values for (In - Out / In) *100
63 | 307 | Herskowitz, J | 1986 | Listowel Marsh 4 |  | 1980-1984 | 4 | Canada/Ontario | [5 empty] | Dfb |  |  | WwTW |  | Weekly/Biweekly |  |  | 1980-1984 |  | No | 3.2 | 0.62 | 80.63 | Mean | 0.8 | 9.1 |  |  |  |  | 0.4 | 0.34 | 15 | 0.01 | 3 |  |  | Yes | Yes | No | 7.3 |  | Continuous | 1980-1987 | V-notch weir | [6 empty] | 21.35 |  |  | 79.1 |  |  | 2.65 |  |  | -24.8 |  | 1324 |  |  |  | 1 |  |  |  | Channelised marsh | Emergent | Submerged | [12 empty] | -319 to 166 |  | yes |  | Dry summers required lowering of water depth to increase flow rate through marshes | yes, harvesting occurred 9 times. Removal due to harvesting ranged from 1.2 to 5.1% of annual TP input |  |  | yes | yes |  |  | TP and SRP concentration retention efficiencies are calculated using their respective values for (In - Out / In) *100
64 | 307 | Herskowitz, J | 1986 | Listowel Marsh 5 |  | 1980-1984 | 4 | Canada/Ontario | [5 empty] | Dfb |  |  | WwTW |  | Weekly/Biweekly |  |  | 1980-1984 |  | No | 3.2 | 0.99 | 69.06 | Mean | 0.8 | 9.1 |  |  |  |  | 0.4 | 0.49 | -22.5 | 0.01 | 3 |  |  | Yes | Yes | No | 7.3 |  | Continuous | 1980-1988 | V-notch weir | [6 empty] | 27.45 |  |  | 65.5 |  |  | 3.05 |  |  | -82.8 |  | 941 |  |  |  | 1 |  |  |  | Shallow marsh | Emergent | Submerged | [12 empty] | -284 to 83 |  | yes |  | Dry summers required lowering of water depth to increase flow rate through marshes | no |  |  | yes | yes |  |  | TP and SRP concentration retention efficiencies are calculated using their respective values for (In - Out / In) *100
134 | 308 | Mendes, L.R.D., Tonderski, K., Iversen, B.V., Kjaergaard, C. | 2018 | Rodstenseje CW |  | 2013-2014 | 1 | Denmark | 55.9564 | 10.1589 |  |  |  | Dfb |  | 29 | Agricultural | Precipitation driven | Hourly |  | composite | 2013-2014 | Same time | No | [17 empty] | No | Yes | No |  |  | Hourly | 2013-2014 | Electromagnetic flowmeter |  |  |  |  | Same | No | 1.1 | 0.8 | 0.3 | 32 | [7 empty] | 8950 | 80 | 1.1 |  | 6 |  | 0.3 | 1 | Sedimentation pond (1m), deep pools (1m), shallow pools (0.3m) | Emergent |  |  |  |  | 9 |  |  |  | not lined | clay moraine |  | Agriculture | [13 empty] | TP outflow loading rate was calculated as the difference between TP inflow and retention loading rates
135 | 308 | Mendes, L.R.D., Tonderski, K., Iversen, B.V., Kjaergaard, C. | 2018 | Rodstenseje CW |  | 2015-2016 | 1 | Denmark | 55.9564 | 10.1589 |  |  |  | Dfb |  | 53 | Agricultural | Precipitation driven | Hourly |  | composite | 2015-2016 | Same time | No | [17 empty] | No | Yes | No |  |  | Hourly | 2015-2016 | Electromagnetic flowmeter |  |  |  |  | Same | No | 5.1 | 3.3 | 1.8 | 35 | [7 empty] | 8950 | 80 | 1.1 |  | 6 |  | 0.3 | 1 | Sedimentation pond (1m), deep pools (1m), shallow pools (0.3m) | Emergent |  |  |  |  | 28 |  |  |  | not lined | clay moraine |  | Agriculture | [13 empty] | TP outflow loading rate was calculated as the difference between TP inflow and retention loading rates
136 | 308 | Mendes, L.R.D., Tonderski, K., Iversen, B.V., Kjaergaard, C. | 2018 | Ryaa 1 CW |  | 2013-2014 | 1 | Denmark | 57.2153 | 10.0036 |  |  |  | Dfb |  | 3 | Agricultural | Precipitation driven | Hourly |  | composite | 2013-2014 | Same time | No | [17 empty] | No | Yes | No |  |  | Hourly | 2013-2014 | Electromagnetic flowmeter |  |  |  |  | Same | No | 11 | 6.7 | 4.3 | 43 | [7 empty] | 21190 | 230 | 0.9 |  | 6 |  | 0.3 | 1 | Sedimentation pond (1m), deep pools (1m), shallow pools (0.3m) | Emergent |  |  |  |  | 52 |  |  |  | clay | litorina sand |  | Agriculture | [13 empty] | TP outflow loading rate was calculated as the difference between TP inflow and retention loading rates
137 | 308 | Mendes, L.R.D., Tonderski, K., Iversen, B.V., Kjaergaard, C. | 2018 | Ryaa 1 CW |  | 2015-2016 | 1 | Denmark | 57.2153 | 10.0036 |  |  |  | Dfb |  | 27 | Agricultural | Precipitation driven | Hourly |  | composite | 2015-2016 | Same time | No | [17 empty] | No | Yes | No |  |  | Hourly | 2015-2016 | Electromagnetic flowmeter |  |  |  |  | Same | No | 17 | 6.5 | 10.5 | 62 | [7 empty] | 21190 | 230 | 0.9 |  | 6 |  | 0.3 | 1 | Sedimentation pond (1m), deep pools (1m), shallow pools (0.3m) | Emergent |  |  |  |  | 64 |  |  |  | clay | litorina sand |  | Agriculture | [13 empty] | TP outflow loading rate was calculated as the difference between TP inflow and retention loading rates
138 | 308 | Mendes, L.R.D., Tonderski, K., Iversen, B.V., Kjaergaard, C. | 2018 | Ryaa 3 CW |  | 2013-2014 | 1 | Denmark | 57.1428 | 9.6681 |  |  |  | Dfb |  | 1 | Agricultural | Precipitation driven | Hourly |  | composite | 2013-2014 | Same time | No | [17 empty] | No | Yes | No |  |  | Hourly | 2013-2014 | Electromagnetic flowmeter |  |  |  |  | Same | No | 7.3 | 3 | 4.3 | 59 | [7 empty] | 8480 | 80 | 1.1 |  | 6 |  | 0.3 | 1 | Sedimentation pond (1m), deep pools (1m), shallow pools (0.3m) | Emergent |  |  |  |  | 29 |  |  |  | not lined | litorina clay |  | Agriculture | [13 empty] | TP outflow loading rate was calculated as the difference between TP inflow and retention loading rates
139 | 308 | Mendes, L.R.D., Tonderski, K., Iversen, B.V., Kjaergaard, C. | 2018 | Ryaa 3 CW |  | 2015-2016 | 1 | Denmark | 57.1428 | 9.6681 |  |  |  | Dfb |  | 25 | Agricultural | Precipitation driven | Hourly |  | composite | 2015-2016 | Same time | No | [17 empty] | No | Yes | No |  |  | Hourly | 2015-2016 | Electromagnetic flowmeter |  |  |  |  | Same | No | 16.4 | 9.5 | 6.9 | 42 | [7 empty] | 8480 | 80 | 1.1 |  | 6 |  | 0.3 | 1 | Sedimentation pond (1m), deep pools (1m), shallow pools (0.3m) | Emergent |  |  |  |  | 37 |  |  |  | not lined | litorina clay |  | Agriculture | [13 empty] | TP outflow loading rate was calculated as the difference between TP inflow and retention loading rates
140 | 308 | Mendes, L.R.D., Tonderski, K., Iversen, B.V., Kjaergaard, C. (includes Mendes L.R.D.; Tonderski K.; Kjaergaard C., Ref ID No: 157) | 2018 | Rodstenseje CW |  | 2014-2015 | 1 | Denmark | 55.9564 | 10.1589 |  |  |  | Dfb |  | 41 | Agricultural | Precipitation driven | Hourly |  | composite | 2014-2015 | Same time | No | [17 empty] | No | Yes | Yes |  |  | Hourly | 2014-2015 | Electromagnetic flowmeter |  |  |  |  | Same | No | 2.2 | 0.8 | 1.4 | 28 | [7 empty] | 8950 | 80 | 1.1 |  | 6 |  | 0.3 | 1 | Sedimentation pond (1m), deep pools (1m), shallow pools (0.3m) | Emergent |  |  |  |  | 14 |  |  |  | not lined | clay moraine | 290-2040 | Agriculture |  | -132 | [11 empty] | TP outflow loading rate was calculated as the difference between TP inflow and retention loading rates
141 | 308 | Mendes, L.R.D., Tonderski, K., Iversen, B.V., Kjaergaard, C. (includes Mendes L.R.D.; Tonderski K.; Kjaergaard C., Ref ID No: 157) | 2018 | Ryaa 1 CW |  | 2014-2015 | 1 | Denmark | 57.2153 | 10.0036 |  |  |  | Dfb |  | 15 | Agricultural | Precipitation driven | Hourly |  | composite | 2014-2015 | Same time | No | [17 empty] | No | Yes | Yes |  |  | Hourly | 2014-2015 | Electromagnetic flowmeter |  |  |  |  | Same | No | 12.4 | 7 | 5.4 | 43 | [7 empty] | 21190 | 230 | 0.9 |  | 6 |  | 0.3 | 1 | Sedimentation pond (1m), deep pools (1m), shallow pools (0.3m) | Emergent |  |  |  |  | 66 |  |  |  | clay | litorina sand | 440-3550 | Agriculture |  | -132 | [11 empty] | TP outflow loading rate was calculated as the difference between TP inflow and retention loading rates
142 | 308 | Mendes, L.R.D., Tonderski, K., Iversen, B.V., Kjaergaard, C. (includes Mendes L.R.D.; Tonderski K.; Kjaergaard C., Ref ID No: 157) | 2018 | Ryaa 3 CW |  | 2014-2015 | 1 | Denmark | 57.1428 | 9.6681 |  |  |  | Dfb |  | 13 | Agricultural | Precipitation driven | Hourly |  | composite | 2014-2015 | Same time | No | [17 empty] | No | Yes | Yes |  |  | Hourly | 2014-2015 | Electromagnetic flowmeter |  |  |  |  | Same | No | 7.7 | 5.9 | 1.8 | 24 | [7 empty] | 8480 | 80 | 1.1 |  | 6 |  | 0.3 | 1 | Sedimentation pond (1m), deep pools (1m), shallow pools (0.3m) | Emergent |  |  |  |  | 32 |  |  |  | not lined | litorina clay | 340-3330 | Agriculture |  | -132 | [11 empty] | TP outflow loading rate was calculated as the difference between TP inflow and retention loading rates
29 | 311 | Dalsgaard, J., von Ahnen, M., Naas, C., Pedersen, P.B. | 2018 | Nordjylland CW |  | 2013-2014 | 1 | Denmark | [8 empty] | Trout farm |  | Biweekly |  | composite | 2013-2014 |  | No | 0.125 | 0.079 | 36.8 | Mean | [13 empty] | Yes | Yes | No |  |  |  | 2013-2014 |  | 4730400 |  |  |  |  | no | 0.28 | 0.18 | 0.1 | 35.72 |  |  | 0.18 | 0.105 | 0.075 | 41.67 |  | 5811 |  |  |  |  | 0.7 |  |  | Channelised vegetated wetland | Emergent | Submerged |  |  | 7.68 | 813.95 | [20 empty] | TP and SRP outflow loading rates were calculated as the difference between their respective inflow and retention loading rates. TP concentration retention efficiency, and TP and SRP load retention efficiencies were calculated using their respective values for (Retention / Inflow ) * 100
101 | 314 | Koskiaho, J., Puustinen, M. | 2019 | Hovi CW |  | 2007-2014 | 7 | Finland | 60.417 | 24.367 |  |  |  | Dfc |  |  | Agriculture | Precipitation driven |  | 173 |  | 2007-2014 |  | No | 0.48 |  |  | Mean | [6 empty] | 0.071 | [6 empty] | Yes | Yes | No |  |  | Hourly | 2007-2014 | Flow Sensor | [5 empty] | No |  |  | 1.74 | 58 |  |  |  |  | 0.34 | 76 |  | 6000 | 12 | 5 |  |  |  |  | 1.5 | Vegetated deep and shallow pools | Emergent | Submerged |  |  | 847 | 6.13 |  |  |  |  | Clayey | [7 empty] | Long periods of no flow through the wetland during growing seasons ranging from 60 to 154 days per year
102 | 314 | Koskiaho, J., Puustinen, M. | 2019 | Rantamo-Seitteli CW |  | 2010-2014 | 4.5 | Finland | [5 empty] | Dfc |  |  | Agriculture | Precipitation driven |  | 114 |  | 2010-2014 |  | No | 0.221 |  |  | Mean | [6 empty] | 0.023 | [6 empty] | Yes | Yes | No |  |  | Daily | 2010-2014 | Watershed Simulating and Forecasting System | [5 empty] | No |  |  | 0.66 | 12 |  |  |  |  | 0.12 | 24 |  | 240000 | 1920 | 1.3 | [5 empty] | Vegetated deep and shallow pools |  |  |  |  | 119 | 25.4 | [10 empty] | Yes
98 | 319 | Koskiaho, J., Ekholm, P., Räty, M., Riihimäki, J., Puustinen, M. | 2003 | Hovi CW |  | 1999-2000 |  | Finland | 60.417 | 24.367 |  |  |  | Dfc |  |  | Agriculture | Precipitation driven | Weekly | 84 | composite | 1999-2000 |  | No | 0.51 |  |  | Mean | [6 empty] | 0.038 | [6 empty] | Yes | Yes | Yes |  |  | Continuous | 1999-2000 | [6 empty] | No |  |  | 2.4 | 62 |  |  |  |  | 0.12 | 27 |  | 6000 | 12 | 5 | [5 empty] | Deep and shallow emergent vegetated pools | Emergent | [9 empty] | Clayey |  |  | Yes | [5 empty] | Vegetation harvested (0.25 m2 quadrats, 4 replicates) in September 2001 to calculate biomass-P
99 | 319 | Koskiaho, J., Ekholm, P., Räty, M., Riihimäki, J., Puustinen, M. | 2003 | Alastaro CW |  | 1998-2000 |  | Finland | 60.933 | 22.933 |  |  |  | Dfc |  |  | Agriculture | Precipitation driven | Weekly | 126 | composite | 1998-2000 |  | No | 0.122 |  |  | Mean | [6 empty] | 0.026 | [6 empty] | Yes | Yes | No |  |  | Continuous | 1998-2000 | [6 empty] | No |  |  | 0.81 | 6.5 |  |  |  |  | -0.47 | -19.5 |  | 4800 | 90 | 0.53 | [5 empty] | Deep and shallow emergent vegetated pools | Emergent | [12 empty] | Yes | [5 empty] | Vegetation harvested (0.25 m2 quadrats, 4 replicates) in September 2001 to calculate biomass-P
100 | 319 | Koskiaho, J., Ekholm, P., Räty, M., Riihimäki, J., Puustinen, M. | 2003 | Flyttrask CW |  | 1998-2000 |  | Finland | 60.133 | 24.083 |  |  |  | Dfc |  |  | Agriculture | Precipitation driven | Daily-Monthly | 85 | composite | 1998-2000 |  | No | 0.067 |  |  | Mean | [6 empty] | 0.009 | [6 empty] | Yes | Yes | No |  |  | Bidaily-Monthly | 1998-2000 | [6 empty] | No |  |  | 0.16 | 14.5 |  |  |  |  | 0.015 | 7.5 |  | 600000 | 2000 | 3 | [5 empty] | Emergent vegetation pool | Emergent | [12 empty] | Yes | [5 empty] | Vegetation harvested (0.25 m2 quadrats, 4 replicates) in September 2001 to calculate biomass-P
116 | 320 | Kynkäänniemi, P., Ulén, B., Torstensson, G., Tonderski, K.S. | 2013 | Bergaholm CW |  | 2010 | 1 | Sweden | 59.234 | 17.712 |  |  |  | Dfb |  | 5 | Agriculture | Precipitation driven | Weekly/Biweekly |  | composite | 2010 | Same time | No | 0.25 | 0.17 | 32 | Flow weighted mean | [13 empty] | No | Yes | No |  |  | Hourly | 2010 | V-notch weir |  |  |  |  | yes | no | 19.2 | 13.8 | 5.4 | 28.13 | [7 empty] | 800 | 26 | 0.3 | 3 | 3 |  | 0.3 | 1 | Deep pool and shallow vegetated areas | Emergent |  |  |  |  | 53 |  |  |  |  | Clay |  | Drainage | [5 empty] | Wetland water infiltrated to groundwaters year round | no |  |  | no | no |  |  | TP concentration retention efficiency was calculated using their respective values for (In - Out / In) *100. TP outflow loading rate was calculated as the difference between inflow and retention loading rates. TP retention efficiency was calculated using (retention load/inflow load)*100.
117 | 320 | Kynkäänniemi, P., Ulén, B., Torstensson, G., Tonderski, K.S. | 2013 | Bergaholm CW |  | 2011 | 1 | Sweden | 59.234 | 17.712 |  |  |  | Dfb |  | 17 | Agriculture | Precipitation driven | Weekly/Biweekly |  | composite | 2011 | Same time | No | 0.36 | 0.2 | 44.44 | Flow weighted mean | [13 empty] | No | Yes | No |  |  | Hourly | 2011 | V-notch weir |  |  |  |  | yes | no | 19.4 | 11 | 8.4 | 43.3 | [7 empty] | 800 | 26 | 0.3 | 3 | 3 |  | 0.3 | 1 | Deep pool and shallow vegetated areas | Emergent |  |  |  |  | 67 |  |  |  |  | Clay |  | Drainage | [5 empty] | Wetland water infiltrated to groundwaters year round | no | yes, once to remove accumlated sediment on the inlet well. |  | no | no |  |  | TP concentration retention efficiency was calculated using their respective values for (In - Out / In) *100. TP outflow loading rate was calculated as the difference between inflow and retention loading rates. TP retention efficiency was calculated using (retention load/inflow load)*100.
164 | 321 | Nesbit, T.A., Mitsch, W.J | 2018 | Freedom Park CW |  | 2016-2018 | 2 | USA/Florida | 26.174 | -81.789 |  |  |  | Aw |  |  | Urban/Gordon River | Precipitation driven |  |  |  | 2016-2018 |  | No | [17 empty] | Yes | No | No |  |  | Continuous/Weekly |  | Weir/flow meter | 1129200 |  | 856800 |  |  |  | 4.54 | 2.02 | 2.52 | 55 | [7 empty] | 46000 | 3139 | [12 empty] | 26.05 |  |  |  | not lined | [8 empty] | Seepage impact on the water balance ranged from -218.6 to 20.2 cm per month, while evapotranspiration ranged from -40.7 to -7.7 cm per month | [7 empty] | TP load retention was calculated as the difference between inflow and outflow loading rates.
71 | 322 | Johannesson, K.M., Andersson, J.L., Tonderski, K.S. | 2011 | Ste CW |  | 2004-2008 | 4 | Sweden | 58.994 | 17.377 | [6 empty] | Agriculture/Sanitary wastewater | Precipitation driven | Flow proportional |  | composite and point | 2004-2008 |  | No | [17 empty] | No | Yes | Yes |  |  |  | 2004-2008 | Flow meter | [5 empty] | No | 1.63 | 1.35 | 0.28 | 17 | [7 empty] | 21000 | 96 | 2.19 |  |  |  | 0.5 |  | Emergent vegetaed pool containing 4 islands | Emergent |  |  |  |  | 7 | 3 |  |  |  | Clay | 906-1056 | [6 empty] | High flows each year during 1-2 cold months resulted in seasonal TP release | [6 empty] | Improve biodiversity
16 | 329 | Braskerud, B.C. | 2002 | Berg CW |  | 1991-1999 | 8 | Norway |  |  |  |  | 750 |  |  |  | Agriculture | Precipitation driven | Every 9-12 days |  | composite | 1993-1999 |  | No | 0.17 | 0.1 | 41.12 | Mean | [13 empty] | No | No | Yes |  |  |  | 1991-1999 | V-notch weir | [5 empty] | No | 97 | 57 | 40 | 41 | 316 |  | 57 |  |  |  |  | 900 | 148 | 0.06 | [5 empty] | Sedimentation pool, wetland filter, overflow zone and outlet pool | Emergent | Submerged | 50-100 | 50-100 |  | 595 | [20 empty] | TP outflow loading rates were calculated as the difference between TP inflow and retention loading rates
17 | 329 | Braskerud, B.C. | 2002 | Kinn CW |  | 1992-1999 | 7 | Norway | [8 empty] | Agriculture | Precipitation driven | Every 9-12 days |  | composite | 1993-1999 |  | No | 0.25 | 0.17 | 32 | Mean | [13 empty] | No | No | Yes |  |  |  | 1992-1999 | V-notch weir | [5 empty] | No | 178 | 121 | 57 | 32 | 255 |  | 121 |  |  |  |  | 345 | 50 | 0.07 | [5 empty] | Sedimentation pool, wetland filter, overflow zone and outlet pool | Emergent | Submerged | 50-100 | 50-100 |  | 661 | [20 empty] | TP outflow loading rates were calculated as the difference between TP inflow and retention loading rates
18 | 329 | Braskerud, B.C. | 2002 | Flatabekken CW |  | 1996-1999 | 4 | Norway | [8 empty] | Agriculture | Precipitation driven | Every 9-12 days |  | composite | 1996-1999 |  | No | 0.22 | 0.17 | 22.73 | Mean | [13 empty] | No | No | Yes |  |  |  | 1996-1999 | V-notch weir | [5 empty] | No | 124 | 98 | 26 | 21 | 152 |  | 98 |  |  |  |  | 870 | 103 | 0.08 | [5 empty] | Sedimentation pool, wetland filter, overflow zone and outlet pool | Emergent | Submerged | 20-42 | 20-42 |  | 588 | [20 empty] | TP outflow loading rates were calculated as the difference between TP inflow and retention loading rates
19 | 329 | Braskerud, B.C. | 2002 | Grautholen CW G1 |  | 1996-1999 | 3 | Norway |  |  |  |  | 1400 |  |  |  | Agriculture | Precipitation driven | Every 9-12 days |  | composite | 1996-1999 |  | No | 0.43 | 0.27 | 37.21 | Mean | [13 empty] | No | No | Yes |  |  |  | 1996-1999 | V-notch weir | [5 empty] | No | 191 | 120 | 71 | 37 | 207 |  | 120 |  |  |  |  | 460 | 22 | 0.21 | [5 empty] | Sedimentation pool, wetland filter, overflow zone and outlet pool | Emergent | Submerged | 50-100 | 50-100 |  | 445 | [20 empty] | TP outflow loading rates were calculated as the difference between TP inflow and retention loading rates
20 | 329 | Braskerud, B.C. | 2002 | Grautholen CW G2 |  | 1996-1999 | 4 | Norway |  |  |  |  | 1400 |  |  |  | Agriculture | Precipitation driven | Every 9-12 days |  | composite | 1996-1999 |  | No | 0.43 | 0.24 | 44.19 | Mean | [13 empty] | No | No | Yes |  |  |  | 1996-1999 | V-notch weir | [5 empty] | No | 106 | 59 | 47 | 44 | 140 |  | 59 |  |  |  |  | 840 | 22 | 0.38 | [5 empty] | Sedimentation pool, wetland filter, overflow zone and outlet pool | Emergent | Submerged | 50-100 | 50-100 |  | 241 | [20 empty] | TP outflow loading rates were calculated as the difference between TP inflow and retention loading rates